## REGISTER
Basic Site Info [red text: issues/not live; blue text: MON3/Spill to Storm - not master record] | [5 empty] | Location Description |  |  |  | Overflow Information |  |  |  | Risk Info |  | Installation Info |  |  |  | Levels |  | PRISM Signals + SERVER | [8 empty] | Cello Site Categorisation
Individual Asset Reference | Permit Reference | Site Name | Site ID | Type of Site | Live? | Division | Grid Ref NGR | Grid Ref X-Coord | Grid Ref Y-Coord | Operation | Type | Permit FFT/PFF/FPF (l/s) | Description | EDM Requirement | Logging Frequency | Type of Equipment | Installation Date | AMP | EO Project? | Spill (mm) | Pre-Spill (mm) | Analogue Signal | Analogue Server | Spill Alarm Signal | Spill Alarm Server | Pre-Spill Alarm Signal | Pre-Spill Alarm Server | LOE Alarm Signal | LOE Alarm Server | Any previous settings or equipment? | On WaterCore? | Cello ID | Sensor Location | Sensor Location Details | Logger Location | Logger Location Details | Sensor In Line-ofSite? | Sensor Details | Date of Last Revision | Comments | In AMP7 Master Tracker? (ALL SITES NEED MANUAL REVIEW) | REVIEWED? | No AMP | Asset search | Stormharvester check signal | Site
10011X1 | 10011X | TROWBRIDGE BOWYERS FACTORY CULVERT CSO | 10011 | CSO | No | North | ST8517658086 | 385173 | 158087 |  | Storm overflow | N/A |  |  | 15 minute |  | Not installed | Unknown | N | [11 empty] | N | - | - | - | - | - | - | - | 2024-09-24 | [MH: 13th April 2023] - No dates for installation, not in AMP7 tracker [24th Sep 2024] ET: Application for permit withdrawn in 2019 due to development of area around site in 2021, changed to NOT LIVE | #N/A |  | tick | Application withdrawn | #N/A | #N/A
10063X1 | 10063X | TROWBRIDGE TOWN BRIDGE CSO | 10063 | CSO |  | North | ST8532557997 | 385325 | 157997 | Gravity | Storm overflow | N/A |  | B | 2 minute | Battery-powered | 2023-03-14 | AMP7 | N | 2320 | 2088 | E5657 | waste2 | N/A | N/A | N/A | N/A | N/A | N/A |  | Y | 10063 | Road |  | Outside Chamber | Box | Yes |  |  | Permit application withdrawn due to low spill frequency, wrong spill level in PRISM | Newly added |  |  | Exemption | #N/A | #N/A
10227X1 | 10227X | Rooksbridge Ash Lawns | 10227 | PSPS |  | West | ST3676952230 | 336769 | 152230 |  | Non-EDM | N/A |  | N/A | N/A | Battery-Powered | 2020-07-22 | Non-EDM | N | N/A | N/A | N/A | waste2 | N/A | N/A | N/A | N/A | N/A | N/A |  | Y | 10227 | [7 empty] | One of Rich George's cellos. |  |  |  | FINE | #N/A | #N/A
10250X1 | 10250X | MILBURY GARDENS | 10250 | Tank |  | West | ST3402462722 | 334024 | 162722 |  | Non-EDM | N/A |  | N/A | N/A | Battery-powered | 2019-08-22 | Non-EDM | N | 780 | 702 | E5426 | waste2 | N/A | N/A | N/A | N/A | N/A | N/A |  | Y | 10250 | Road |  | In chamber |  | Yes |  |  |  | Newly added |  |  | FINE | #N/A | #N/A
10288C1 | 10288C | BRISTOL HARBURY RD CSO | 10288 | CSO |  | North | ST5846277052 | 358462 | 177052 | Gravity | Storm overflow | 180 |  | B | 15 minute | Battery-powered | 2018-09-20 | AMP6 | N | 605 | 544 | E5300 | waste2 | N/A | N/A | N/A | N/A | N/A | N/A |  | Y | 10288 | Road |  | Outside Chamber | Box | Yes |  |  |  | #N/A |  |  | 10288C1 | E5300 | 10288
10312C1 | 10312C | BRISTOL IRON ACTON HOOVERS LANE CSO | 10312 | CSO |  | North | ST6700283224 | 367002 | 183224 |  | Storm overflow | 400 |  | A | 2 minute |  | 2023-10-03 | AMP7 | N | N/A | N/A | N/A | N/A | Pumped overflow: B115247 & B115284 | waste | N/A | N/A | N/A |  |  | N | - | - | - | - | - | - | - |  |  | 10312 |  | tick | 10312C1 | #N/A | #N/A
10375C1 | 10375C | SHERBORNE HOUND ST CHEAP CSO | 10375 | CSO |  | South | ST6386216622 | 363862 | 116622 | Gravity | Storm overflow | 48 |  | B | 15 minute | Battery-powered | 2018-03-22 | AMP6 | N | 355 | 320 | E1136 | waste2 | N/A | N/A | N/A | N/A | N/A | N/A |  | Y | 10375 | Road |  | Outside Chamber | Box | Yes |  |  |  | #N/A |  |  | 10375C1 | E1136 | 10375
10515C1 | 10515C | BRISTOL ROCKLAND ROAD STORM TANKS | 10515 | CSO |  | North | ST6458777011 | 364587 | 177011 |  | Storm Overflow | 26 |  |  |  |  | 2023-09-27 | AMP7 | N | 2820 | 2538 | E36999 | waste | B122113 | waste | B122114 | waste | B122115 | waste | [11 empty] | New to register but no install data |  |  | 10515C1 | #N/A | #N/A
10716X1 | 10716X | POULSHOT - THE GREEN TANK | 10716 | Other | No | North |  |  |  |  | Non-EDM | N/A |  | N/A | N/A | Battery-powered | 2018-08-31 | Non-EDM | N |  |  |  |  | N/A | N/A | N/A | N/A | N/A | N/A |  | Y | 10716 | Off-road | Grass | Outside Chamber | Box | Yes |  |  |  | #N/A |  |  | FINE | #N/A | #N/A
10795X1 | 10795X | HAMBROOK QUARRY BARTON CSO | 10795 | CSO |  | North | ST6450379492 | 364503 | 179492 |  | Storm Overflow | N/A |  |  |  |  | 2023-12-13 | AMP7 | N | 355 | 320 | E6874 | waste2 | [17 empty] | New to register but no install data |  |  | Revoked | #N/A | #N/A
10826X1 | 10826X | POOLE UPPLEBY RD TANK(SZ04922709) | 10826 | Tank |  | South | SZ0421592794 | 404215 | 92794 |  | Non-EDM | N/A |  | N/A | N/A | Battery-powered | 2018-10-09 | Non-EDM | N | 1750 | 1575 | E5362 | waste2 | N/A | N/A | N/A | N/A | N/A | N/A |  | Y | 10826 | Off-road | Woods | Outside Chamber | Bollard | Yes | PTI |  |  | #N/A |  |  | FINE | #N/A | #N/A
10944X1 | 10944X | BRISTOL 74 BIFIELD ROAD Foul MH ST62687202 | 10944 | MH |  | North | ST6272868261 | 362728 | 168261 |  | Storm Overflow | 18 |  |  |  |  | 2023-09-08 | AMP7 | N | 2350 | 2115 | E6870 | waste2 | [8 empty] | 10944 | [6 empty] | 2024-10-02 | Surface water CSO [2nd Oct 24] Swapped entry name & ID from 10944C1 …Surface CSO to 10944X1 Foul ... | New to register but no install data |  |  | 10944C1 | #N/A | #N/A
10950X1 | 10950X | Milton Junction Grove Rd & Upper Bristol Rd CSO | 10950 | CSO |  | West | ST3411562444 | 334115 | 162444 |  | Storm Overflow | N/A |  |  |  |  | 2023-09-21 | AMP7 | N | 200 | 180 | E5046 | waste2 | [17 empty] | New to register but no install data |  |  | Unpermitted | #N/A | #N/A
10979C1 | 10979C | BATH PRIVATE LANE REAR 50 BECKHAMPTON ROAD CSO | 10979 | CSO |  | North | ST7382963998 | 373829 | 163998 | Gravity | Storm Overflow | N/A |  | Unknown | 2 minute | Battery-Powered | 2022-02-10 | AMP7 | N | 620 | 558 | E5620 | waste2 | N/A | N/A | N/A | N/A | N/A | N/A |  | Y | 10979 | Off-road | Drive | Outside Chamber | Box | Yes |  | 2024-06-28 | [28th Jun 24] EW: Changed Permit Reference from X to C | Newly addded |  |  | Unpermitted | #N/A | #N/A
10980X1 | 10980X | LYTCHETT CASTLE FARM ROAD SPS | 10980 | SPS |  | South | SY9470696436 | 394708 | 96433 | Gravity | Storm overflow | N/A |  |  |  |  | 2023-08-23 | AMP7 | N | 1040 | 936 | E10044 | waste2 | [7 empty] | N | - | - | - | - | - | - | - |  | [MH: 13th April 2023] - No dates for installation but in AMP7 tracker. | 10980 |  | tick | Unpermitted | #N/A | #N/A
11150X1 | 11150X | Burley Manor Mill MH3 | 11150 | MH |  | South | SU2096103297 | 391265 | 175110 |  | Non-EDM | N/A |  | N/A | N/A | Battery-Powered | 2022-12-19 | Non-EDM | N | 1432 | 1289 | E8307 | waste2 | N/A | N/A | N/A | N/A | N/A | N/A |  | Y | 11150 | Off-road | Grass | Outside Chamber | Box | Yes |  |  | Wrong spill level on PRISM |  |  |  | FINE | #N/A | #N/A
11511X1 | 11511X | Chippenham Gateway | 11511 | MH |  | North | ST9469579067 | 343152 | 113030 |  | Non-EDM | N/A |  | N/A | N/A | Battery-Powered | 2022-01-21 | Non-EDM | N | 1000 | 900 | E21337 | waste2 | N/A | N/A | N/A | N/A | N/A | N/A |  | Y | 11511 | Off-road | Grass | Outside Chamber | Box | Yes | [6 empty] | FINE | #N/A | #N/A
11754X1 | 11754X | BOURNEMOUTH IFORD LANE CSO | 11754 | CSO |  | South | SZ1419893002 | 414199 | 93002 |  | Storm overflow | N/A |  |  |  | Battery-Powered | 2023-10-24 | AMP7 | N | 670 | 603 | E10048 | waste2 | [7 empty] | Y | - | - | - | - | - | - | - |  | [MH: 13th April 2023] - No dates for installation but in AMP7 tracker. | 11754 |  | tick | Unpermitted | #N/A | #N/A
11922C1 | 11922C | BOURNEMOUTH MAXWELL ROAD CSO | 11922 | CSO |  | South | SZ0932393468 | 409323 | 93468 | Gravity | Storm overflow | N/A |  | B | 2 minute | Battery-powered | 2022-02-25 | AMP7 | N | 410 | 370 | E5643 | waste2 | N/A | N/A | N/A | N/A | N/A | N/A |  | Y | 11922 | Road |  | Outside Chamber | Box | Yes |  | 2024-06-28 | [28th Jun 24] EW: Changed Permit Reference from X to C | Newly added |  |  | Unpermitted | #N/A | #N/A
11924X1 | 11924X | 52 STATION ROAD CSO | 11924 | CSO |  | North | ST5302176576 | 353021 | 176576 |  | Storm Overflow | N/A |  |  |  |  | 2023-09-13 | AMP7 | N | 190 | 171 | E6215 | waste2 | [16 empty] | Abandonded according to site information file. | New to register but no install data |  |  | Revoked | #N/A | #N/A
12034X1 | 12034X | CLIFTON MAYBANK | 12034 | Other | No | South | ST5776913894 |  |  |  | Non-EDM | N/A |  | N/A | N/A | Battery-powered | 2021-07-08 | Non-EDM | N |  |  |  |  | N/A | N/A | N/A | N/A | N/A | N/A |  | Y | 12034 | Off-road | Site | Outside Chamber | Open air | Yes |  |  | Should this be a supply site? | #N/A |  |  | FINE | #N/A | #N/A
12115X1 | 12115X | Tucking Mill WTW | 12115 | Other | No | Unknown |  |  |  |  | Non-EDM | N/A |  | N/A | N/A | Battery-powered | 2020-04-27 | Non-EDM | N |  |  |  |  | N/A | N/A | N/A | N/A | N/A | N/A |  | Y | 12115 | Road |  | In chamber |  | No |  |  | Shold be removed | #N/A |  |  | FINE | #N/A | #N/A
12168C1 | 12168C | RADSTOCK FROME ROAD CSO | 12168 | CSO |  | North | ST6918654836 | 369186 | 154836 | Gravity | Storm overflow | 57 |  | A | 2 minute | Mains-powered | 2019-03-11 | AMP6 | N | 1124 | 1012 | E54577 | waste | B144089 | waste | N/A | waste | B144092 | waste |  | N | - | - | - | - | - | - | - |  | Permit transferred from 16764 to 12168 in Nov 2021. | #N/A |  |  | 12168C1 | E54577 | 12168
12284X1 | 12284X | POULSHOT THE GREEN ATTN TNK | 12284 | Tank |  | North | ST9700159734 | 397004 | 159767 |  | Non-EDM | N/A |  | N/A | N/A | Battery-powered | 2018-01-31 | Non-EDM | N | 1500 | 1350 | E5073 | waste2 | N/A | N/A | N/A | N/A | N/A | N/A |  | Y | 12284 | Off-road | Grass | Outside Chamber | Box | Yes |  |  | Wrong spill level in PRISM | #N/A |  |  | FINE | #N/A | #N/A
12326X1 | 12326X | FERNDOWN NEW ROAD SPS | 12326 | SPS |  | South | SZ0825999891 | 408259 | 99891 | Gravity | Storm/ Emergency | N/A |  |  |  |  | 2023-09-28 | AMP7 | N | Can't find | [10 empty] | N | [8 empty] | Overflow relocated to 15053? | New to register but no install data |  |  | Unpermitted | #N/A | #N/A
12344C1 | 12344C | Knowle The Square CSO | 12344 | CSO |  | North | ST6036870433 | 360368 | 170433 | Gravity | Storm overflow | N/A |  |  | 2 minute | Battery-powered | 2023-12-08 |  |  | 540 | 486 | E45020 | WASTE2 | N/A | N/A | N/A | N/A | N/A | N/A |  | Y | 12344 | Off-road | Carpark |  |  |  |  | 2024-09-24 | [24th Sep 24] ET: updated installation date and some other gaps
12422E1 | 12422E | WELLS KEWARD MILL TRADING ESTATE SPS | 12422 | SPS | No | West | ST5393444924 |  |  |  | EO | N/A |  |  |  |  | Not installed | Unknown | Y | [11 empty] | N | - | - | - | - | - | - | - |  | Issues with site according to O&M manual | #N/A |  | tick | 12422E1 | #N/A | #N/A
12522X1 | 12522X | POOLE HARKWOOD DRIVE CSO | 12522 | CSO |  | South | SY9950591521 | 399503 | 91520 | Gravity | Storm overflow | N/A |  |  |  |  | 2023-08-17 | AMP7 | N | Can't find | [10 empty] | N | - | - | - | - | - | - | - |  | [MH: 13th April 2023] - No dates for installation but in AMP7 tracker. | 12522 |  | tick | Unpermitted | #N/A | #N/A
12556X1 | 12556X | Westerleigh flood EV | 12556 | Other | No | [5 empty] | Non-EDM | N/A |  | N/A | N/A | Battery-powered | 2021-07-11 | Non-EDM | N |  |  |  |  | N/A | N/A | N/A | N/A | N/A | N/A |  | Y | 12556 | Unknown |  | Unknown |  | Unknown |  |  | Remove? | #N/A |  |  | FINE | #N/A | #N/A
12581C1 | 12581C | BRISTOL HULSE ROAD CSO | 12581 | CSO |  | North | ST6174970517 | 361749 | 170517 | Gravity | Storm Overflow | N/A |  |  | 2 minute | Battery-powered | 2023-12-11 | AMP7 | N | 1250 | 1125 | E3303 | waste2 | [7 empty] | Y |  |  |  |  | Box |  |  |  |  | New to register but no install data |  |  | 12581C1 | #N/A | #N/A
12645C1 | 12645C | Salisbury The Close CSO | 12645 | CSO |  | South | SU1414529463 | 414145 | 129463 |  | Storm overflow |  |  |  | 2 minute | Battery-powered | 2023-10-26 |  |  | 1030 | 926 | E4050 | WASTE2 | [7 empty] | Y
12772C1 | 12772C | TROWBRIDGE WICKER HILL O/S MANE CSO | 12772 | CSO |  | North | ST8543858025 | 385438 | 158025 | Gravity | Storm overflow | 129.8 |  | Unknown | 2 minute | Battery-powered | 2022-01-28 | AMP7 | N | 215 | 194 | E5611 | waste2 | N/A | N/A | N/A | N/A | N/A | N/A |  | Y | 12772 | Road |  | Outside Chamber | Box | Yes |  |  |  | Newly added |  |  | 12772C1 | #N/A | #N/A
12773C1 | 12773C | TROWBRIDGE ROSECROFT POLEBARN ROAD CSO | 12773 | CSO |  | North | ST8604157823 | 386041 | 157823 | Gravity | Storm overflow | 155.3 |  |  | 15 minute | Battery-powered | 2021-01-13 10:06 | AMP7 | N | 127 | 114 | E21335 | waste2 | N/A | N/A | N/A | N/A | N/A | N/A |  | Y | 12773 | Road |  | Outside Chamber | Box | Yes |  |  |  | 12773 |  |  | 12773C1 | E21335 | 12773
12938C1 | 12938C | BRISTOL FILTON 168 STATION ROAD | 12938 | CSO |  | North | ST6103278885 | 361032 | 178886 | Gravity | Storm overflow | N/A |  | Unknown | 2 minute | Battery-powered | 2021-05-07 10:30 | AMP7 | N | 805 | 724 | E5558 | waste2 | N/A | N/A | N/A | N/A | N/A | N/A |  | Y | 12938 | Road |  | In chamber |  | Yes |  |  | No overflow found Nov06, hence revocation. Overflow discovered though Nov20. No hard copy held. | 12938 |  |  | Revoked | #N/A | #N/A
13001R1 | 13001R | ABBOTSBURY WRC SPILL TO STORM | 13001 | WRC |  | South | SY5888784957 | 358887 | 84957 | Gravity | Spill to Storm | 9.4 |  |  |  | Mains-powered | 2021-08-24 | AMP7 | N | 178 | 160.2 | E6152 | waste | B100526 | waste | B19773 | waste | B19774 | waste |  | N | - | - | - | - | - | - | - |  |  | #N/A |  |  | FINE | #N/A | #N/A
13001S1 | 13001S | ABBOTSBURY WRC SSO | 13001 | WRC |  | South | SY5888784957 | 358887 | 84957 | Gravity | Settled storm overflow | 9.4 |  | A | 2 minute | Mains-powered | 2017-07-14 | AMP6 | N | 387 | 348 | E6153 | waste | B100534 | waste | B100524 | waste | N/A | waste |  | N | - | - | - | - | - | - | - | 2024-05-20 | [20th May 24] EW: updated Spill and Pre-Levels. | #N/A |  |  | 13001S1 | #N/A | #N/A
13006R1 | 13006R | ALMONDSBURY WRC SPILL TO STORM | 13006 | WRC |  | North | ST6002984947 | 360029 | 184947 | Gravity | Spill to Storm | 34 |  |  |  | Mains-powered | 2022-06-06 | AMP7 | N | 254 | 229 | E1002 | waste | B10012 | waste | B10011 | waste | B10013 | waste |  | N | - | - | - | - | - | - | - |  | [23rd Jan 24] Flow Measurement re-measured the Storm Weir. | 13006 |  |  | FINE | #N/A | #N/A
13006S1 | 13006S | ALMONDSBURY WRC SSO | 13006 | WRC |  | North | ST6002984947 | 360029 | 184947 |  | Settled storm overflow | 34 |  | C | 15 minute |  | 2022-07-12 | AMP7 | N | 2110 | 1899 | E1003 | waste | B10014 | waste | B10015 | waste | B10019 | waste |  | N | - | - | - | - | - | - | - | 2024-05-22 | [22nd May 24] EW: Changed Spill and Pre-Spill Levels. | 13006 |  |  | 13006S1 | #N/A | #N/A
13007C1 | 13007C | ALVESTON WRC Inlet CSO | 13007 | WRC |  | North | ST6220887015 |  |  |  | Settled storm overflow | 15 |  |  |  | Mains-powered | 2022-03-23 | AMP7 | N | 400 | 360 | E1021 | waste | B140675 | waste | B140674 | waste | B140673 | waste |  | N | - | - | - | - | - | - | - |  |  | 13007 |  |  | 13007S1 | #N/A | #N/A
13007R1 | 13007R | ALVESTON WRC SPILL TO STORM | 13007 | WRC |  | North | ST6220887015 |  |  | Gravity | Spill to Storm | 15 |  |  |  | Mains-powered | 2020-12-12 | AMP7 | N | 180 | 126 | E1020 | waste | B10061 | waste | B140672 | waste | B140671 | waste |  | N | - | - | - | - | - | - | - | 2024-06-27 | [16th May 24]EW: Updated Spill and Pre-Spill Levels [27th Jun 24] EW: Changed C Reference from …S1 to …C1 | 13007 |  |  | FINE | #N/A | #N/A
13007S1 | 13007S | ALVESTON WRC Storm Tank | 13007 | WRC |  | North | ST6220887015 |  |  |  | Storm overflow | 39 |  |  |  | Mains-powered | 2022-03-23 | AMP7 | N | 2140 | 1926 | E1022 | waste | B140677 | waste | B10060 | waste | B140676 | waste |  | N | - | - | - | - | - | - | - | 2024-06-27 | [16th May 24] EW: Updated Spill alarm DB address. [27th Jun 24] EW: Changed Asset Reference from …C1 to …S1 | 13007 |  |  | 13007C1 | #N/A | #N/A
13008R1 | 13008R | AMESBURY WRC SPILL TO STORM | 13008 | WRC |  | South | SU1530040931 | 415300 | 140931 | Gravity | Spill to Storm | 63 |  |  |  | Mains-powered | 2021-02-26 | AMP7 | N | 403 | 362.7 | E25680 | waste | B124227 | waste | B124226 | waste | B124228 | waste |  | N | - | - | - | - | - | - | - |  |  | 13008 |  |  | FINE | #N/A | #N/A
13008S1 | 13008S | AMESBURY WRC SSO | 13008 | WRC |  | South | SU1530040931 | 415300 | 140931 |  | Settled storm overflow | 63 |  | D | 2 minute |  |  | AMP7 | N | 1700 | 1530 | E19547 | waste | B95260 | waste | B95259 | waste |  | waste |  | N | - | - | - | - | - | - | - |  |  | 13008 |  |  | 13008S1 | #N/A | #N/A
13012E1 | 13012E | AUST WRC FE EO | 13012 | WRC |  | North | ST5744090038 | 357440 | 190038 | Gravity | EO | 17.4 |  | A | 2 minute | Battery-powered | 2019-02-25 | AMP6 | N | 180 | 162 | E5366 | waste2 | N/A | N/A | N/A | N/A | N/A | N/A |  | Y | 13012 | Off-road | Site | Site | Chamber |  |  |  | No Storm Storage site. | #N/A |  |  | 13012Z1 | #N/A | #N/A
13012R1 | 13012R | AUST WRC SPILL TO STORM | 13012 | WRC | No | North | ST5744090038 | 357440 | 190038 | Gravity | Spill to Storm | 17.4 |  |  |  | Mains-powered | 2020-12-24 | AMP7 | N | N/A | N/A | N/A | N/A | N/A | N/A | N/A | N/A | N/A | N/A |  | N | - | - | - | - | - | - | - |  | No spill to storm | #N/A |  |  | FINE | #N/A | #N/A
13012S1 | 13012S | AUST WRC SSO | 13012 | WRC | No | North | ST5744090038 | 357440 | 190038 | Gravity | Storm overflow | 17.4 |  | A | 2 minute |  |  | AMP6 | N | [11 empty] | Y | 13012 | Off-road | Site | Site | Chamber |  |  |  | [9th Aug 23] Overflow capped/closed. Removed from permit. | #N/A |  | tick | 13012C1 | #N/A | #N/A
13013R1 | 13013R | AVONMOUTH WRC SPILL TO STORM | 13013 | WRC |  | North | ST5339179395 | 353391 | 179395 | Pumped | Spill to Storm | 3472 |  |  |  | Mains-powered | 2021-06-03 | AMP7 | N | N/A | N/A | N/A | N/A | EDM ALARMS: B49168 & B4169 (FFT) | waste | N/A | waste | N/A | waste |  | N | - | - | - | - | - | - | - |  |  | 13013 |  |  | FINE | #N/A | #N/A
13013S1 | 13013S | AVONMOUTH WRC SSO | 13013 | WRC |  | North | ST5339179395 | 353391 | 179395 |  | Settled storm overflow | 3472 |  | A | 2 minute | Mains-powered | 2023-03-27 | AMP7 | N | 100 | 90 | E9731 | waste | B49176 | waste | N/A | waste | N/A | waste |  | N | - | - | - | - | - | - | - |  | Flowrate, not level | 13013 |  |  | 13013S1 | #N/A | #N/A
13014B1 | 13014B | AXBRIDGE SPS | 13014 | SPS |  | West | ST4302354080 | 343023 | 154080 | Gravity | Storm/ Emergency | 53.5 |  | D | 15 minute | Battery-powered | 2018-02-07 | AMP6 | N | 1500 | 1350 | E5083 | waste2 | N/A | N/A | N/A | N/A | N/A | N/A |  | Y | 13014 | Off-road | Site | Site | Tank | Yes |  |  |  | #N/A |  |  | 13014B1 | E5083 | 13014
13015R1 | 13015R | BARFORD ST MARTIN WRC BALANCE TANK 1 | 13015 | WRC |  | South | SU0607330964 | 406073 | 130964 | Gravity | Spill to Storm | 2.9 |  |  |  | Mains-powered | 2021-01-27 | AMP7 | N | 1080 | 972 | E14855 | waste | B86298 | waste | B86299 | waste | B86300 | waste |  | N | - | - | - | - | - | - | - |  | Same alarms for both spills to storm, but different analogues | #N/A |  |  | FINE | #N/A | #N/A
13015R2 | 13015R | BARFORD ST MARTIN WRC BALANCE TANK 2 | 13015 | WRC |  | South | SU0607330964 | 406073 | 130964 | Gravity | Spill to Storm | 2.9 |  |  |  | Mains-powered | 2021-01-27 | AMP7 | N | 1080 | 972 | E14856 | waste | B86298 | waste | B86299 | waste | B86300 | waste |  | N | - | - | - | - | - | - | - |  | Same alarms for both spills to storm, but different analogues |  |  |  |  | #N/A | #N/A
13015S1 | 13015S | BARFORD St MARTIN WRC SSO | 13015 | WRC |  | South | SU0607330964 | 406073 | 130964 | Gravity | Settled storm overflow | 2.9 |  | B | 15 minute | Mains-powered | 2019-03-21 | AMP6 | N | 4860 | 4374 | E14852 | waste | B86272 | waste | B86271 | waste | B86297 | waste |  | N | - | - | - | - | - | - | - |  |  | #N/A |  |  | 13015S1 | #N/A | #N/A
13016R1 | 13016R | BATH (SALTFORD) WRC SPILL TO STORM | 13016 | WRC |  | North | ST6880867520 | 368808 | 167520 | Gravity | Spill to Storm | 580 |  |  |  | Mains-powered | Not installed | AMP7 | N | N/A | N/A | N/A | N/A | N/A | N/A | N/A | N/A | N/A | N/A |  | N | - | - | - | - | - | - | - |  |  | #N/A |  |  | FINE | #N/A | 13016
13016S1 | 13016S | SALTFORD WRC SSO STORM TANK 1 | 13016 | WRC |  | North | ST6880867520 | 368808 | 167520 | Gravity | Settled storm overflow | 580 |  | D | 15 minute | Battery-powered | 2018-08-03 | AMP6 | N | 8220 | 7398 | E20063 | waste2 | N/A | N/A | N/A | N/A | N/A | N/A |  | Y | 13016 | Off-road | Site | Site | Tank |  |  |  |  | #N/A |  |  | 13016S1 | E20063 | 13016
13016S2 | 13016S | SALTFORD WRC SSO STORM TANK 2 | 13016 | WRC |  | North | ST6880867520 | 368808 | 167520 | Gravity | Settled storm overflow | 580 |  | D | 15 minute | Battery-powered | 2018-07-11 | AMP6 | N | 7495 | 6746 | E20064 | waste2 | N/A | N/A | N/A | N/A | N/A | N/A |  | Y | 43016 | Off-road | Site | Site | Tank |  |  |  |  | #N/A |  |  | FINE | E20064 | 13016
13016S3 | 13016S | SALTFORD WRC SSO STORM TANK 1 | 13016 | WRC |  | North | ST6880867520 | 368808 | 167520 | Gravity | Settled storm overflow | 580 |  | D | 15 minute | Mains-powered |  | AMP6 | N | 11200 | 10080 | E6248 | Waste | B6061 | Waste | B6060 | Waste | B6058 | Waste |  | N | [7 empty] | 2024-04-25 | [25th Apr 24] Added records for mains-powered equipment
13016S4 | 13016S | SALTFORD WRC SSO STORM TANK 2 | 13016 | WRC |  | North | ST6880867520 | 368808 | 167520 | Gravity | Settled storm overflow | 580 |  | D | 15 minute | Mains-powered |  | AMP6 | N | 11200 | 10080 | E6249 | Waste | B6105 | Waste | B6104 | Waste | B6102 | Waste |  | N | [7 empty] | 2024-04-25 | [25th Apr 24] Added records for mains-powered equipment
13017R1 | 13017R | BECKINGTON WRC SPILL TO STORM | 13017 | WRC |  | North | ST7964251901 | 379642 | 151901 | Gravity | Spill to Storm | 12 |  |  |  | Mains-powered | 2022-02-04 | AMP7 | N | 168 | 151.2 | E3852 | waste | B21088 | waste | B21089 | waste | B21090 | waste |  | N | - | - | - | - | - | - | - |  |  | #N/A |  |  | FINE | #N/A | #N/A
13017S1 | 13017S | BECKINGTON WRC SSO | 13017 | WRC |  | North | ST7964251901 | 379642 | 151901 | Gravity | Settled storm overflow | 12 |  | A | 2 minute | Mains-powered | 2019-03-21 | AMP6 | N | 3865 | 3479 | E3851 | waste | B21077 | waste | B21076 | waste | B21078 | waste |  | N | - | - | - | - | - | - | - | 2024-05-24 | [29th May 24] EW: Spill Level and Pre-Spill Level updated on 29th May 2024. Changes made on-site on 24th May 2024. | #N/A |  |  | 13017S1 | #N/A | #N/A
13021R1 | 13021R | BISHOP'S CAUNDLE WRC SPILL TO STORM | 13021 | WRC |  | South | ST7025812583 | 370258 | 112583 | Gravity | Spill to Storm | 3.7 |  | A | 2 minute | Mains-powered | 2019-03-06 | AMP6 | N | 110 | 99 | E2365 | waste | B15170 | waste | B15169 | waste | B15171 | waste |  | N | - | - | - | - | - | - | - |  |  | #N/A |  |  | FINE | #N/A | #N/A
13021S1 | 13021S | BISHOP'S CAUNDLE WRC SSO | 13021 | WRC |  | South | ST7025812583 | 370258 | 112583 | Gravity | Settled storm overflow | 3.7 |  | A | 2 minute | Mains-powered | 2019-03-07 | AMP6 | N | 3030 | 2745 | E2364 | waste | B15167 | waste | B15166 | waste | B15168 | waste |  | N | - | - | - | - | - | - | - |  |  | #N/A |  |  | 13021S1 | #N/A | #N/A
13022E1 | 13022E | BISHOPS LYDEARD WRC INLET SUMP O/F | 13022 | WRC |  | West | ST1831128778 | 318311 | 128778 | Gravity | EO | N/A |  | A | 2 minute | Mains-powered | 2017-07-25 | AMP6 | N | 3000 | 2700 | E4411 | waste | B111244 | waste | B111243 | waste | B111245 | waste |  | N | - | - | - | - | - | - | - |  |  | #N/A |  |  | 13022E1 | #N/A | #N/A
13022R1 | 13022R | BISHOPS LYDEARD WRC SPILL TO STORM | 13022 | WRC |  | West | ST1831128778 | 318311 | 128778 | Gravity | Spill to Storm | 28 |  |  |  | Mains-powered | Not installed | AMP7 | N | N/A | N/A | N/A | N/A | N/A | N/A | N/A | N/A | N/A | N/A |  | N | - | - | - | - | - | - | - |  |  | #N/A |  |  | FINE | #N/A | #N/A
13022S1 | 13022S | BISHOPS LYDEARD WRC SSO | 13022 | WRC |  | West | ST1831128778 | 318311 | 128778 | Gravity | Settled storm overflow | 28 |  | A | 2 minute | Mains-powered | 2017-07-25 | AMP6 | N | 2568 | 2312 | E33286 | waste | B111310 | waste | B111270 | waste | B111308 | waste |  | N | - | - | - | - | - | - | - | 2024-06-26 | [26th Jun 24] EW: Updated Spill and Pre-Spill Levels. | #N/A |  |  | 13022S1 | #N/A | #N/A
13024R1 | 13024R | BLACKHEATH WRC SPILL TO STORM | 13024 | WRC |  | South | SY8974493276 | 389744 | 93276 | Gravity | Spill to Storm | 51 |  |  |  | Mains-powered | 2022-02-11 | AMP7 | N | 395 | 355.5 | E14972 | waste | B140875 | waste | B140876 | waste | B140877 | waste |  | N | - | - | - | - | - | - | - |  |  | #N/A |  |  | FINE | #N/A | #N/A
13024S1 | 13024S | BLACKHEATH WRC SSO | 13024 | WRC |  | South | SY8974493276 | 389744 | 93276 | Gravity | Settled storm overflow | 51 |  | A | 2 minute | Mains-powered | 2019-11-05 | AMP6 | N | 4660 | 4194 | E14970 | waste | B86574 | waste | B86573 | waste | B86575 | waste |  | N | - | - | - | - | - | - | - | 2024-05-22 | [22nd May 24] EW: Changed Spill and Pre-Spill Levels on 26th Mar 2024. | #N/A |  |  | 13024S1 | #N/A | #N/A
13025R1 | 13025R | BLAGDON WRC SPILL TO STORM | 13025 | WRC |  | West | ST5015860000 | 350158 | 160000 | Gravity | Spill to Storm | 10 |  |  |  | Mains-powered | 2021-06-18 | AMP7 | N | 770 | 693 | E2664 | waste | B16582 | waste | N/A | waste | B16604 | waste |  | N | - | - | - | - | - | - | - |  |  | #N/A |  |  | FINE | #N/A | #N/A
13025S1 | 13025S | BLAGDON WRC SSO | 13025 | WRC |  | West | ST5015860000 | 350158 | 160000 | Gravity | Settled storm overflow | 10 |  | A | 2 minute | Battery-powered | 2019-01-28 | AMP6 | N | 740 | 666 | E5403 | waste2 | N/A | N/A | N/A | N/A | N/A | N/A |  | Y | 13025 | Off-road | Site | Site | Tank |  |  |  |  | #N/A |  |  | 13025S1 | #N/A | #N/A
13027R1 | 13027R | BOURTON WRC POST PST Spill to Storm | 13027 | WRC |  | South | ST7862929741 | 378629 | 129741 | Gravity | Spill to Storm | 6.8 |  |  |  | Mains-powered | 2022-07-28 | AMP7 | N | 2750 | 2475 | E55452 | waste | B148379 | waste | B148380 | waste | B148381 | waste |  | N | - | - | - | - | - | - | - | 2024-06-28 | [28th Jun 24] EW: Changed Permit Reference from S to R and corrected Site Name. | 13027 |  |  | FINE | #N/A | #N/A
13027S1 | 13027S | BOURTON WRC SSO Chamber | 13027 | WRC |  | South | ST7862929741 | 378629 | 129741 |  | Settled storm overflow | 6.8 |  | B | 15 minute | Mains-powered | 2020-02-02 | AMP7 | N | 210 | 189 | E55466 | waste | B148283 | waste | B148284 | waste | B148378 | waste |  | N | - | - | - | - | - | - | - | 2024-06-28 | [28th Jun 24] EW: Changed Permit Reference from R to S and corrected Site Name. | 13027 |  |  | 13027S1 | #N/A | #N/A
13028B1 | 13028B | BOWERHILL SHAILS LANE WRC INLET STORM CHAMBER O/F | 13028 | WRC |  | North | ST9038962311 | 390389 | 162311 | Gravity | Storm/ Emergency | 202.2 |  | A | 2 minute | Battery-powered | 2018-07-03 | AMP6 | N | 2020 | 1818 | E5208 | waste2 | N/A | N/A | N/A | N/A | N/A | N/A |  | Y | 13028 | Off-road | Site | Site | Sump |  |  |  |  | #N/A |  |  | 13028B1 | #N/A | #N/A
13028R1 | 13028R | BOWERHILL SHAILS LANE WRC SPILL TO STORM | 13028 | WRC |  | North | ST9038962311 | 390389 | 162311 | Gravity | Spill to Storm | 72.4 |  | A | 2 minute | Mains-powered | 2020-09-16 | AMP7 | N | 1635 | 1471.5 | E25146 | waste | B92427 | waste | N/A | waste | B92444 | waste |  | N | - | - | - | - | - | - | - |  |  | #N/A |  |  | FINE | #N/A | #N/A
13028S1 | 13028S | BOWERHILL SHAILS LANE WRC SSO | 13028 | WRC |  | North | ST9038962311 | 390389 | 162311 | Gravity | Settled storm overflow | 72.4 |  | A | 2 minute | Battery-powered | 2018-07-03 | AMP6 | N | 1880 | 1692 | E5209 | waste2 | N/A | N/A | N/A | N/A | N/A | N/A |  | Y | 43028 | Off-road | Site | Site | Tank |  |  |  |  | #N/A |  |  | 13028S1 | #N/A | #N/A
13029R1 | 13029R | BOX MILL LANE WRC SPILL TO STORM | 13029 | WRC |  | North | ST8233768845 | 382337 | 168845 | Gravity | Spill to Storm | 20 |  |  |  | Mains-powered | UNKNOWN | AMP7 | N | 1519 | 1367 | E8883 | waste | B53295 | N/A | B53296 | N/A | B53297 | N/A |  | N | - | - | - | - | - | - | - |  |  | #N/A |  |  | FINE | #N/A | #N/A
13029S1 | 13029S | BOX MILL LANE WRC SSO | 13029 | WRC |  | North | ST8233768845 | 382337 | 168845 | Gravity | Settled storm overflow | 20 |  | A | 2 minute | Battery-powered | 2018-07-12 | AMP6 | N | 1410 | 1269 | E5231 | waste2 | N/A | N/A | N/A | N/A | N/A | N/A |  | Y | 13029 | Off-road | Site | Site | Tank |  |  | 2024-05-10 | [10th May 24] EW: updated Spill and Pre-Spill Levels. | #N/A |  |  | 13029S1 | #N/A | #N/A
13031C1 | 13031C | BRADFORD-ON-AVON WRC STORM O/F | 13031 | WRC | No | North | ST8155460267 | 381554 | 160267 | Pumped | Storm overflow | 191 |  | A | 2 minute | Mains-powered |  | Unknown | N | N/A | N/A | E53531 | waste | Pump 1 RS: B141690 Pump 2 RS: B141691 EDM ALARMS AT 16920 SPS: 169201EA1066BRADFORD ON AVON BARTON FARM SPS EDM PUMPED SPILL TO STORM TANK - B141684 169201EA1066BRADFORD ON AVON BARTON FARM SPS EDM PUMPED SPL TO STM TK BELOW FFT - B141685 | waste | N/A | waste | N/A | waste |  | N | - | - | - | - | - | - | - |  | From Barton Farm Terminal PS - 16920 Storm Overflow doesn't exist, this information is for spill to storm, covered by R1. | #N/A |  | tick | 13031C1 | #N/A | #N/A
13031S1 | 13031S | BRADFORD ON AVON WRC STORM TANK SSO | 13031 | WRC |  | North | ST8155460267 | 381554 | 160267 | Gravity | Settled storm overflow | 115 |  | A | 2 minute | Battery-powered | 2016-03-31 | AMP6 | N | 2500 | 2250 | E5446 | waste2 | N/A | N/A | N/A | N/A | N/A | N/A |  | Y | 13031 | Off-road | Site | Site | Tank |  |  |  |  | #N/A |  |  | 13031S1 | E5446 | #N/A
13032C1 | 13032C | BRADFORD-ON-TONE WRC INLET O/F | 13032 | WRC | No | West | ST1770023422 | 317700 | 123422 | Gravity | Storm overflow | 17 |  | A | 2 minute | Mains-powered | 2019-03-28 | AMP6 | N | 130 | 110 | E4433 | waste | B23419 | waste | B23420 | waste | B23421 | waste |  | N | - | - | - | - | - | - | - | 2024-03-14 | [14th Mar 24] Lloyd Willsher said equipment has been decommissioned as part of a scheme. | #N/A |  |  | 13032C1 | #N/A | #N/A
13032C2 | 13032C | BRADFORD-ON-TONE WRC INLET O/F | 13032 | WRC | Yes | West | ST1770023422 | 317700 | 123422 | Gravity | Storm overflow | 17 |  | A | 2 minute | Mains-powered | 2024-03-21 | AMP7 | N | 4416 | 3974 | E8693 | waste | B161994 | waste | B161995 | waste | B161996 | waste |  | N | - | - | - | - | - | - | - | 2024-05-03 | [3rd May 24] Updated EDM Asset Register with new installation delays.
13032R1 | 13032R | BRADFORD ON TONE WRC SPILL TO STORM | 13032 | WRC | No | West | ST1770023422 | 317700 | 123422 | Gravity | Spill to Storm | 17 |  |  |  | Mains-powered | 2020-09-15 | AMP7 | N | 104 | 93.6 | E4434 | waste | B23422 | waste | B23423 | waste | B23424 | waste |  | N | - | - | - | - | - | - | - | 2024-03-14 | [14th Mar 24] Lloyd Willsher said equipment has been decommissioned as part of a scheme. | #N/A |  |  | FINE | #N/A | #N/A
13032S1 | 13032S | BRADFORD ON TONE WRC SSO | 13032 | WRC | No | West | ST1770023422 | 317700 | 123422 | Gravity | Settled storm overflow | 17 |  | A | 2 minute | Battery-powered | 2018-11-10 | AMP6 | N | 5445 | 4901 | E5375 | waste2 | N/A | N/A | N/A | N/A | N/A | N/A |  | Y | 13032 | Off-road | Site | Site | Tank |  |  | 2024-03-25 | [25th Mar 24] Utilitec checked site on 21st Mar 2024 and said Storm Tank is being replaced with a pumping station. Cello was removed. | #N/A |  |  | Send this to Dave Penn | #N/A | #N/A
13035R1 | 13035R | BRINKWORTH WRC SPILL TO STORM | 13035 | WRC |  | North | SU0108484007 | 401084 | 184007 | Gravity | Spill to Storm | 7.8 |  |  |  | Mains-powered | UNKNOWN | AMP7 | N | 105 | 94 | E2846 | waste | B33839 | N/A | B33841 | N/A | B33842 | N/A |  | N | - | - | - | - | - | - | - | 2024-06-04 | [4th Jun 24] EW: updated Spill and Pre-Spill Levels. | #N/A |  |  | FINE | #N/A | #N/A
13035S1 | 13035S | BRINKWORTH WRC SSO | 13035 | WRC |  | North | SU0108484007 | 401084 | 184007 | Gravity | Settled storm overflow | 7.8 |  | A | 2 minute | Battery-powered | 2018-07-09 | AMP6 | N | 2030 | 1928 | E5226 | waste2 | N/A | N/A | N/A | N/A | N/A | N/A |  | Y | 13035 | Off-road | Site | Site | Tank |  |  |  |  | #N/A |  |  | 13035S1 | #N/A | #N/A
13036R1 | 13036R | BROADMAYNE WRC SPILL TO STORM | 13036 | WRC |  | South | SY7342486795 | 373424 | 86795 | Gravity | Spill to Storm | 12.6 |  |  |  | Mains-powered | 2020-09-28 | AMP7 | N | 1038 | 934.2 | E15388 | waste | B86331 | waste | B86370 | waste | B86359 | waste |  | N | - | - | - | - | - | - | - |  |  | #N/A |  |  | FINE | #N/A | #N/A
13036S1 | 13036S | BROADMAYNE WRC SSO | 13036 | WRC |  | South | SY7342486795 | 373424 | 86795 | Gravity | Settled storm overflow | 12.6 |  | A | 2 minute | Mains-powered | 2018-08-02 | AMP6 | N | 2295 | 2066 | E15385 | waste | B86357 | waste | B86356 | waste | B86358 | waste |  | N | - | - | - | - | - | - | - |  |  | #N/A |  |  | 13036S1 | #N/A | #N/A
13037R1 | 13037R | BROADWAY WRC SPILL TO STORM | 13037 | WRC |  | West | ST3321315595 | 333213 | 115595 | Gravity | Spill to Storm | 10 |  |  |  | Mains-powered | Not installed | AMP7 | N | 1550 | 1395 | E99167 | waste | B159310 | waste | B159311 | waste | B159312 | waste |  | N | - | - | - | - | - | - | - |  |  | #N/A |  |  | FINE | #N/A | #N/A
13037S1 | 13037S | BROADWAY WRC SSO | 13037 | WRC |  | West | ST3321315595 | 333213 | 115595 | Gravity | Settled storm overflow | 10 |  | A | 2 minute | Battery-powered | 2018-10-23 | AMP7 | N | 850 | 765 | E5380 | waste2 | N/A | N/A | N/A | N/A | N/A | N/A |  | Y | 13037 | Off-road | Site | Site | Tank |  |  |  |  | #N/A |  |  | 13037S1 | #N/A | #N/A
13039R1 | 13039R | BRUTON WRC SPILL TO STORM | 13039 | WRC |  | North | ST6718433950 | 367184 | 133950 | Gravity | Spill to Storm | 26 |  |  |  | Mains-powered | 2023-02-09 | AMP7 | N | 200 | 180 | E54805 | waste | B39900 | waste | B39901 | waste | B39902 | waste |  | N | - | - | - | - | - | - | - |  |  | #N/A |  |  | FINE | #N/A | #N/A
13039S1 | 13039S | BRUTON WRC SSO | 13039 | WRC |  | North | ST6718433950 | 367184 | 133950 | Gravity | Settled storm overflow | 26 |  | A | 2 minute | Mains-powered | 2017-07-05 | AMP6 | N | 975 | 878 | E23650 | waste | B20719 | waste | B20717 | waste | B20718 | waste |  | N | - | - | - | - | - | - | - |  |  | #N/A |  |  | 13039S1 | #N/A | #N/A
13041C1 | 13041C | BURTON WRC INLET O/F | 13041 | WRC |  | North | ST8185079526 | 381850 | 179526 | Gravity | Storm overflow | 2.2 |  | A | 2 minute | Mains-powered | 2017-08-04 | AMP6 | N | 1378 | 1240 | E5228 | waste | B26520 | waste | B26522 | waste | B26521 | waste |  | N | - | - | - | - | - | - | - |  | No Storm Storage site. | #N/A |  |  | 13041C1 | #N/A | #N/A
13041R1 | 13041R | BURTON WRC SPILL TO STORM | 13041 | WRC | No | North | ST8185079526 | 381850 | 179526 | Gravity | Spill to Storm | 2.2 |  |  |  | Mains-powered | Not installed | AMP7 | N | N/A | N/A | N/A | N/A | N/A | N/A | N/A | N/A | N/A | N/A |  | N | - | - | - | - | - | - | - |  | No Storm Storage site. | #N/A |  |  | FINE | #N/A | #N/A
13042R1 | 13042R | BUTCOMBE WRC SPILL TO STORM | 13042 | WRC |  | West | ST5119461089 | 351194 | 161089 | Gravity | Spill to Storm | 1.6 |  |  |  | Mains-powered | 2022-10-12 | AMP7 | N | 628 | 565 | E2673 | waste | B100170 | waste | B100171 | waste | B100172 | waste |  | N | - | - | - | - | - | - | - | 2024-03-19 | [19th Mar 2024] EW: updated Spill & Pre-Spill levels based on information from Chris Paget | #N/A |  |  | FINE | #N/A | #N/A
13042S1 | 13042S | BUTCOMBE WRC SSO | 13042 | WRC |  | West | ST5119461089 | 351194 | 161089 | Gravity | Settled storm overflow | 1.6 |  | B | 15 minute | Mains-powered | 2019-03-21 | AMP6 | N | 490 | 441 | E2671 | waste | B105541 | waste | B105540 | waste | B105542 | waste |  | N | - | - | - | - | - | - | - |  |  | #N/A |  |  | 13042S1 | #N/A | #N/A
13043E1 | 13043E | BUTLEIGH WRC EO | 13043 | WRC |  | North | ST5277933607 | 352779 | 133607 |  | EO | N/A |  | B | 15 minute | Mains-powered | 2020-09-25 | AMP7 | N | 1925 | 1732.5 | E56122 | waste | B26778 | waste | B26780 | waste | B26804 | waste |  | N | - | - | - | - | - | - | - |  |  | 13043 |  |  | 13043E1 | #N/A | #N/A
13043R1 | 13043R | BUTLEIGH WRC SPILL TO STORM | 13043 | WRC |  | North | ST5277933607 | 352779 | 133607 | Gravity | Spill to Storm | 19.2 |  |  |  | Mains-powered | 2022-01-28 | AMP7 | N | 40 | 36 | E26691 | waste | B26805 | waste | B26806 | waste | B26807 | waste |  | N | - | - | - | - | - | - | - | 2024-10-02 | [2nd Oct 24] EW: updated Spill and Pre-Spill Levels. | 13043 |  |  | FINE | #N/A | #N/A
13043S1 | 13043S | BUTLEIGH WRC SSO | 13043 | WRC |  | North | ST5277933607 | 352779 | 133607 |  | Settled storm overflow | 19.2 |  | B | 15 minute | Mains-powered | 2020-09-25 | AMP7 | N | 2555 | 2299.5 | E56121 | waste | B150945 | waste | B150946 | waste | B150947 | waste |  | N | - | - | - | - | - | - | - |  |  | 13043 |  |  | 13043S1 | #N/A | #N/A
13044C1 | 13044C | CALNE WRC INLET O/F | 13044 | WRC |  | North | ST9776671622 | 397766 | 171622 | Gravity | Storm overflow | 245 |  | A | 2 minute | Mains-powered | 2017-08-17 | AMP6 | N | 427 | 384.3 | E30697 | waste | B101882 | waste | N/A | waste | N/A | waste |  | N | - | - | - | - | - | - | - |  |  | #N/A |  |  | 13044C1 | #N/A | #N/A
13044R1 | 13044R | CALNE WRC SPILL TO STORM | 13044 | WRC |  | North | ST9776671622 | 397766 | 171622 | Gravity | Spill to Storm | 148 |  |  |  | Mains-powered | 2020-09-01 | AMP7 | N | 370 | 333 | E30691 | waste | B71973 | waste | B101899 | waste | B101901 | waste |  | N | - | - | - | - | - | - | - |  |  | #N/A |  |  | FINE | #N/A | #N/A
13044S1 | 13044S | CALNE WRC SSO | 13044 | WRC |  | North | ST9776671622 | 397766 | 171622 | Gravity | Settled storm overflow | 148 |  | A | 2 minute | Mains-powered | 2017-08-17 | AMP6 | N | 1775 | 1597.5 | E31148 | waste | B102763 | waste | N/A | waste | B102747 | waste |  | N | - | - | - | - | - | - | - |  |  | #N/A |  |  | 13044S1 | #N/A | #N/A
13045C1 | 13045C | CAM VALLEY WRC INLET O/F | 13045 | WRC |  | North | ST7013258912 | 370132 | 158912 |  | Storm overflow | 128 |  | D | 2 minute |  |  | AMP7 | N | 455 | 410 | E1638 | waste | B6761 | waste | B6762 | waste | N/A | N/A |  | N | - | - | - | - | - | - | - | 2024-07-18 | No Storm Storage site. [18th Jul 24] EW: Removed EDM LOE alarm DB Address. | 13045 |  |  | 13045C1 | #N/A | #N/A
13045R1 | 13045R | CAM VALLEY WRC SPILL TO STORM | 13045 | WRC | No | North | ST7013258912 | 370132 | 158912 | Gravity | Spill to Storm | 128 |  |  |  | Mains-powered | 2020-12-17 | AMP7 | N | N/A | N/A | N/A | N/A | N/A | N/A | N/A | N/A | N/A | N/A |  | N | - | - | - | - | - | - | - |  | No Storm Storage site. | 13045 |  |  | FINE | #N/A | #N/A
13047C1 | 13047C | CANNINGTON WRC INLET O/F | 13047 | WRC |  | West | ST2686639270 | 326866 | 139270 | Gravity | Storm overflow | 45.9 |  | A | 2 minute | Mains-powered | 2017-03-31 | AMP6 | N | 230 | 207 | E52686 | waste | B23593 | waste | B23592 | waste | B23594 | waste |  | N | - | - | - | - | - | - | - |  |  | 13047 |  |  | 13047C1 | E52686 | 13047
13047R1 | 13047R | CANNINGTON WRC SPILL TO STORM | 13047 | WRC |  | West | ST2686639270 | 326866 | 139270 | Gravity | Spill to Storm | 26 |  |  |  | Mains-powered | 2020-10-22 | AMP7 | N | 154 | 139 | E32171 | waste | B46031 | waste | B46032 | waste | B46061 | waste |  | N | - | - | - | - | - | - | - |  | Change set up on PRISM | 13047 |  |  | FINE | #N/A | 13047
13047S1 | 13047S | CANNINGTON WRC SSO STORM TANK 1 | 13047 | WRC |  | West | ST2686639270 | 326866 | 139270 | Gravity | Settled storm overflow | 26 |  | A | 2 minute | Battery-powered | 2020-05-21 | AMP6 | N | 1110 | 999 | E5487 | waste2 | N/A | N/A | N/A | N/A | N/A | N/A |  | Y | 13047 | Off-road | Site | Site | Tank |  |  |  |  | 13047 |  |  | 13047S1 | E5487 | 13047
13047S2 | 13047S | CANNINGTON WRC SSO STORM TANK 2 | 13047 | WRC |  | West | ST2686639270 | 326866 | 139270 | Gravity | Settled storm overflow | 26 |  | A | 2 minute | Battery-powered | 2020-05-21 | AMP6 | N | 1080 | 972 | E5488 | waste2 | N/A | N/A | N/A | N/A | N/A | N/A |  | Y | 23047 | Off-road | Site | Site | Tank |  |  |  |  | 13047 |  |  | FINE | E5488 | 13047
13047S3 | 13047S | CANNINGTON WRC SSO STORM TANK 3 | 13047 | WRC |  | West | ST2686639270 | 326866 | 139270 | Gravity | Settled storm overflow | 26 |  | A | 2 minute | Battery-powered | 2018-07-28 | AMP6 | N | 2030 | 1847 | E5495 | waste2 | N/A | N/A | N/A | N/A | N/A | N/A |  | Y | 33047 | Off-road | Site | Site | Tank |  |  |  |  | 13047 |  |  | FINE | E5495 | 13047
13047S4 | 13047S | CANNINGTON WRC SSO STORM TANK 4 | 13047 | WRC |  | West | ST2686639270 | 326866 | 139270 | Gravity | Settled storm overflow | 26 |  | A | 2 minute | Battery-powered | 2020-05-21 | AMP6 | N | 865 | 778.5 | E5496 | waste2 | N/A | N/A | N/A | N/A | N/A | N/A |  | Y | 43047 | Off-road | Site | Site | Tank |  |  |  |  | 13047 |  |  | FINE | E5496 | 13047
13048R1 | 13048R | CASTLE CARY WRC SPILL TO STORM | 13048 | WRC |  | West | ST6303831798 | 363038 | 131798 | Gravity | Spill to Storm | 25.5 |  |  |  | Mains-powered | Not installed | AMP7 | N | N/A | N/A | N/A | N/A | N/A | N/A | N/A | N/A | N/A | N/A |  | N | - | - | - | - | - | - | - |  |  | #N/A |  |  | FINE | #N/A | #N/A
13048S1 | 13048S | CASTLE CARY WRC SSO | 13048 | WRC |  | West | ST6303831798 | 363038 | 131798 | Gravity | Settled storm overflow | 25.5 |  | B | 15 minute | Mains-powered | 2019-04-01 | AMP6 | N | 510 | 460 | E33101 | waste | B110675 | waste | B110676 | waste | B110677 | waste |  | N | - | - | - | - | - | - | - |  |  | #N/A |  |  | 13048S1 | #N/A | #N/A
13048S2 | 13048S | CASTLE CARY WRC SSO 1 (CELLO) | 13048 | WRC |  | West | ST6303831798 | 363038 | 131798 | Gravity | Settled storm overflow | 25.5 |  | B | 2 minute | Battery-powered | 2022-01-26 | AMP7 | N | 3180 | 2862 | E5638 | waste2 | N/A | N/A | N/A | N/A | N/A | N/A |  | Y | 13048 | [7 empty] | Not on Castle Cary Mimic or directory | Newly added |  |  | FINE | #N/A | #N/A
13048S3 | 13048S | CASTLE CARY WRC SSO 2 (CELLO) | 13048 | WRC |  | West | ST6303831798 | 363038 | 131798 | Gravity | Settled storm overflow | 25.5 |  | B | 2 minute | Battery-powered | 2022-01-26 | AMP7 | N | 3100 | 2790 | E5639 | waste2 | N/A | N/A | N/A | N/A | N/A | N/A |  | Y | 43048 | [7 empty] | Not on Castle Cary Mimic or directory | Newly added |  |  | FINE | #N/A | #N/A
13051C1 | 13051C | CHAFFCOMBE WRC INLET O/F | 13051 | WRC |  | West | ST3519810299 | 335197 | 110296 |  | Storm overflow | 1 |  |  | 15 minute | Mains-powered | 2023-07-12 | AMP7 | N | 118 | 106 | E1880 | waste | B13331 | waste | B13332 | waste | B13333 | waste |  | N | - | - | - | - | - | - | - | 2024-09-24 | [24 Sep 24] ET: updated installation date, logging freq and type of equipment | 13051 |  | tick | 13051C1 | #N/A | #N/A
13054R1 | 13054R | CHARFIELD WRC SPILL TO STORM | 13054 | WRC |  | North | ST7203293209 | 372032 | 193209 | Gravity | Spill to Storm | 121.5 |  |  |  | Mains-powered | Not installed | AMP7 | N | N/A | N/A | N/A | N/A | N/A | N/A | N/A | N/A | N/A | N/A |  | N | - | - | - | - | - | - | - |  |  | #N/A |  |  | FINE | #N/A | #N/A
13054S1 | 13054S | CHARFIELD WRC SSO | 13054 | WRC |  | North | ST7203293209 | 372032 | 193209 | Gravity | Settled storm overflow | 121.5 |  | A | 2 minute | Mains-powered | 2019-03-19 | AMP6 | N | 1980 | 1782 | E24620 | waste | N/A | N/A | N/A | N/A | N/A | N/A |  | N | - | - | - | - | - | - | - |  |  | #N/A |  |  | 13054S1 | #N/A | #N/A
13054S2 | 13054S | CHARFIELD WRC Storm Tank | 13054 | WRC |  | North | ST7203293209 | 372032 | 193209 | Gravity | Settled storm overflow | 121.5 |  | A | 2 minute | Battery-powered | 2023-12-21 | AMP7 | N | 2120 | 1908 | E45031 | waste2 | N/A | N/A | N/A | N/A | N/A | N/A |  | N | - | - | - | - | - | - | -
13055R1 | 13055R | CHARLTON HORETHORNE WRC SPILL TO STORM | 13055 | WRC |  | West | ST6699022627 | 366990 | 122627 | Gravity | Spill to Storm | 6.95 |  |  |  | Mains-powered | Not installed | AMP7 | N | 133 | 120 | E2382 | waste | B15264 | waste | B15265 | waste | B15266 | waste |  | N | - | - | - | - | - | - | - | 2024-09-18 | [18/09/2024] ET: Updated spill and pre-spill (see comment) after confirmation from Kieran King (see email) | #N/A |  |  | FINE | #N/A | #N/A
13055S1 | 13055S | CHARLTON HORETHORNE WRC SSO | 13055 | WRC |  | West | ST6699022627 | 366990 | 122627 | Gravity | Settled storm overflow | 6.95 |  | A | 2 minute | Battery-powered | 2018-07-30 | AMP6 | N | 2540 | 2286 | E5285 | waste2 | N/A | N/A | N/A | N/A | N/A | N/A |  | Y | 13055 | Off-road | Site | Site | Tank |  |  |  |  | #N/A |  |  | 13055S1 | #N/A | #N/A
13056C1 | 13056C | CHARMOUTH WRC INLET O/F | 13056 | WRC |  | South | SY3719093708 | 337190 | 93708 | Pumped | Storm overflow | 177 |  | A | 2 minute | Mains-powered | UNKNOWN | AMP5 | N | N/A | N/A | N/A | N/A | B5412 | waste | B5418 | waste | B5415 | waste |  | N | - | - | - | - | - | - | - |  | [2nd Nov 23] EW: updated Spill DB address: alarm signal is from Either Storm Pump running. Date added by MH from O&M manuals | 13056 | Further Needed |  | 13056C1 | #N/A | #N/A
13056R1 | 13056R | CHARMOUTH WRC SPILL TO STORM | 13056 | WRC |  | South | SY3719093708 | 337190 | 93708 | Gravity | Spill to Storm | 35 |  |  |  | Mains-powered | 2022-10-17 | AMP7 | N | 158 | 142.2 | E24386 | waste | B5253 | waste | B5254 | waste | B5255 | waste |  | N | - | - | - | - | - | - | - |  | [2nd Nov 23] EW: updated analogue DB Address. | 13056 |  |  | FINE | #N/A | #N/A
13056S1 | 13056S | CHARMOUTH WRC SSO (Storm Tank) | 13056 | WRC |  | South | SY3719093708 | 337190 | 93708 | Gravity | Settled storm overflow | 35 |  | A | 2 minute | Mains-powered | 2011-02-09 | AMP5 | N | 1560 | 1404 | E24387 | waste | B5250 | waste | B5251 | waste | B5252 | waste |  | N | - | - | - | - | - | - | - |  | [2nd Nov 23] Updated DB addresses from Jim Burton's info & PRISM mimics. Date added by MH from O&M manuals | 13056 | Further Needed |  | 13056S1 | #N/A | #N/A
13057R1 | 13057R | CHEDDAR WRC SPILL TO STORM | 13057 | WRC |  | West | ST4493752580 | 344937 | 152580 | Gravity | Spill to Storm | 94 |  |  |  | Mains-powered | 2022-05-25 | AMP7 | N | 512 | 460.8 | E56880 | waste | B153642 | waste | B153641 | waste | B153639 | waste |  | N | - | - | - | - | - | - | - |  |  | #N/A |  |  | FINE | #N/A | #N/A
13057S1 | 13057S | CHEDDAR WRC SSO | 13057 | WRC |  | West | ST4493752580 | 344937 | 152580 | Gravity | Settled storm overflow | 94 |  | A | 2 minute | Mains-powered | 2019-03-08 | AMP6 | N | 2025 | 1823 | E53497 | waste | B20413 | waste | B20414 | waste | B20415 | waste |  | N | - | - | - | - | - | - | - |  |  | #N/A |  |  | 13057S1 | #N/A | #N/A
13058R1 | 13058R | CHEW STOKE WRC SPILL TO STORM | 13058 | WRC |  | North | ST5706862042 | 357068 | 162042 | Gravity | Spill to Storm | 56.3 |  |  |  | Mains-powered | 2021-01-04 | AMP7 | N | 680 | 612 | E25984 | waste | B99814 | waste | N/A | waste | B99815 | waste |  | N | - | - | - | - | - | - | - |  |  | #N/A |  |  | FINE | E25984 | 13058
13058S1 | 13058S | CHEW STOKE WRC SSO STORM TANK 3 | 13058 | WRC |  | North | ST5706862042 | 357068 | 162042 | Gravity | Settled storm overflow | 56.3 |  | A | 2 minute | Battery-powered | 2020-06-05 | AMP6 | N | 1520 | 1368 | E5474 | waste2 | N/A | N/A | N/A | N/A | N/A | N/A |  | Y | 13058 | Off-road | Site | Site | Tank |  |  |  |  | #N/A |  |  | 13058S1 | E5474 | 13058
13058S2 | 13058S | CHEW STOKE WRC SSO STORM TANK 6 | 13058 | WRC |  | North | ST5706862042 | 357068 | 162042 | Gravity | Settled storm overflow | 56.3 |  | A | 2 minute | Battery-powered | 2020-06-05 | AMP6 | N | 1745 | 1571 | E5475 | waste2 | N/A | N/A | N/A | N/A | N/A | N/A |  | Y | 43058 | Off-road | Site | Site | Tank |  |  |  |  | #N/A |  |  | FINE | E5475 | 13058
13058S3 | 13058S | CHEW STOKE WRC SSO OUTLET CHAMBER | 13058 | WRC | No | North | ST5706862042 | 357068 | 162042 | Gravity | Settled storm overflow | 56.3 |  | A | 2 minute | Mains-powered | 2018-12-03 | AMP6 | N | 40 | 36 | E1352 | waste | B11230 | waste | N/A | waste | B11263 | waste |  | N | - | - | - | - | - | - | - | 2024-07-09 | [9th Jul 24] EW: Alarms and analogue have been made Spare by Alarms Rationalisation Team + Pete Coombs. | #N/A |  |  | FINE | #N/A | 13058
13060R1 | 13060R | CHIDEOCK WRC SPILL TO STORM | 13060 | WRC |  | South | SY4257092206 | 342570 | 92206 | Gravity | Spill to Storm | 10 |  |  |  | Mains-powered | 2022-01-07 | AMP7 | N | 123 | 110.7 | E9599 | waste | B76529 | waste | B76528 | waste | B76530 | waste |  | N | - | - | - | - | - | - | - |  |  | 13060 |  |  | FINE | #N/A | #N/A
13060S1 | 13060S | CHIDEOCK WRC SSO | 13060 | WRC |  | South | SY4257092206 | 342570 | 92206 | Gravity | Settled storm overflow | 10 |  | A | 2 minute | Mains-powered | 2011-02-17 | AMP5 | N | 2955 | 2660 | E14049 | waste | B76523 | waste | B76538 | waste | B76526 | waste |  | N | - | - | - | - | - | - | - |  | Date added by MH from O&M manuals | 13060 | DONE |  | 13060S1 | #N/A | #N/A
13061C1 | 13061C | CHILCOMPTON WRC INLET O/F | 13061 | WRC | No | North | ST6514052858 | 365140 | 152858 | Gravity | Storm overflow | 32.6 |  | A | 2 minute | Battery-powered | 2018-11-06 | AMP6 | N | 220 | 198 | E5382 | waste2 | N/A | N/A | N/A | N/A | N/A | N/A |  | Y | 13061 | Off-road | Site | Site | Channel |  |  | 2024-03-19 | [19th Mar 24] EW: Cello was replaced with a mains-powered installation in Dec 2023. | #N/A |  |  | 13061C1 | E5382 | 13061
13061C2 | 13061C | CHILCOMPTON WRC INLET 6DWF O/F | 13061 | WRC |  | North | ST6514052858 | 365140 | 152858 | Gravity | Storm overflow | 32.6 |  | A | 2 minute | Mains-powered | 2023-12-19 | AMP7 | N | 200 | 180 | E4072 | waste | B21941 | waste |  | waste |  | waste |  | N | [8 empty] | [21st Dec 23] EW: new mains-powered installation on 19th Dec 2023.
13061R1 | 13061R | CHILCOMPTON WRC SPILL TO STORM | 13061 | WRC |  | North | ST6514052858 | 365140 | 152858 | Gravity | Spill to Storm | 15 |  |  |  | Mains-powered |  | AMP7 | N | 155 | 140 | E26697 | waste | B21903 | waste | B21902 | waste | B21908 | waste |  | N | - | - | - | - | - | - | - |  |  | #N/A |  |  | FINE | #N/A | 13061
13061S1 | 13061S | CHILCOMPTON WRC SSO ST1 | 13061 | WRC |  | North | ST6514052858 | 365140 | 152858 | Gravity | Settled storm overflow | 15 |  | A | 2 minute | Battery-powered | 2018-07-03 | AMP6 | N | 1820 | 1638 | E5451 | waste2 | N/A | N/A | N/A | N/A | N/A | N/A |  | Y | 43061 | Off-road | Site | Site | Tank |  |  |  |  | #N/A |  |  | 13061S1 | E5451 | 13061
13061S2 | 13061S | CHILCOMPTON WRC SSO ST2 & ST3 | 13061 | WRC |  | North | ST6514052858 | 365140 | 152858 | Gravity | Settled storm overflow | 15 |  | A | 2 minute | Mains-powered | 2018-02-09 | AMP6 | N | 1700 | 1530 | E54049 | waste | B21919 | waste | B21920 | waste | B21921 | waste |  | N | - | - | - | - | - | - | - | 2024-03-21 | [18th Apr 24] EW: updated Spill & Pre-Spill Levels after Hanevo resurvey on 21st Mar 2024. | #N/A |  |  | FINE | E54049 | 13061
13062C1 | 13062C | CHILTHORNE DOMER WRC INLET O/F | 13062 | WRC |  | West | ST5283319212 | 352833 | 119212 |  | Storm overflow | 8.9 |  | C | 15 minute | Mains-powered | 2020-11-12 | AMP7 | N | 118 | 107 | E3461 | waste | B150954 | waste | B150955 | waste | B150956 | waste |  | N | - | - | - | - | - | - | - |  | No Storm Storage site. | 13062 |  |  | 13062C1 | #N/A | #N/A
13062R1 | 13062R | CHILTHORNE DOMER WRC SPILL TO STORM | 13062 | WRC | No | West | ST5283319212 | 352833 | 119212 | Gravity | Spill to Storm | 8.9 |  |  |  | Mains-powered | 2021-04-24 | AMP7 | N | N/A | N/A | N/A | N/A | N/A | N/A | N/A | N/A | N/A | N/A |  | N | - | - | - | - | - | - | - |  | No Storm Storage site. | 13062 |  |  | FINE | #N/A | #N/A
13064C1 | 13064C | CHIPPENHAM WRC INLET O/F | 13064 | WRC |  | North | ST9181671302 | 391816 | 171302 | Gravity | Storm overflow | 550 |  | A | 2 minute | Battery-powered | 2018-07-10 | AMP6 | N | 1055 | 950 | E5423 | waste2 | N/A | N/A | N/A | N/A | N/A | N/A |  | Y | 43064 | Off-road | Site | Site | Channel |  |  |  |  | #N/A |  |  | 13064C1 | #N/A | #N/A
13064R1 | 13064R | CHIPPENHAM WRC SPILL TO STORM | 13064 | WRC |  | North | ST9181671302 | 391816 | 171302 | Gravity | Spill to Storm | 266 |  |  |  | Mains-powered | 2021-01-13 | AMP7 | N | 572 | 514.8 | E13746 | waste | B23117 | waste | B23118 | waste | B23119 | waste |  | N | - | - | - | - | - | - | - |  |  | #N/A |  |  | FINE | #N/A | #N/A
13064S1 | 13064S | CHIPPENHAM WRC SSO | 13064 | WRC |  | North | ST9181671302 | 391816 | 171302 | Gravity | Settled storm overflow | 266 |  | A | 2 minute | Battery-powered | 2019-06-11 | AMP6 | N | 60 | 54 | E5228 | waste2 | N/A | N/A | N/A | N/A | N/A | N/A |  | Y | 13064 | Off-road | Site | Site | Chamber |  |  |  |  | #N/A |  |  | 13064S1 | #N/A | #N/A
13066R1 | 13066R | CHRISTCHURCH WRC SPILL TO STORM | 13066 | WRC |  | South | SZ1656393648 | 416563 | 93648 | Gravity | Spill to Storm | 490 |  |  |  | Mains-powered | 2021-06-03 | AMP7 | N | 597 | 537.3 | E11222 | waste | B50397 | waste | B50396 | waste | B50398 | waste |  | N | - | - | - | - | - | - | - |  |  | 13066 |  |  | FINE | #N/A | #N/A
13066S1 | 13066S | CHRISTCHURCH WRC SSO (STORM TANK 1-6) | 13066 | WRC |  | South | SZ1656393648 | 416563 | 93648 | Gravity | Settled storm overflow | 490 |  | D | 2 minute | Mains-powered | 2011-03-30 | AMP5 | N | 1936 | 1742 | E26778 | waste | B48223 | waste | B48224 | waste | B48226 | waste |  | N | - | - | - | - | - | - | - |  | Date added by MH from O&M manuals Add to StormHarvester | 13066 |  |  | 13066S1 | #N/A | #N/A
13066S2 | 13066S | CHRISTCHURCH WRC SSO (STORM TANK 7 CELLO) | 13066 | WRC |  | South | SZ1656393648 | 416563 | 93648 | Gravity | Settled storm overflow | 490 |  | D | 2 minute | Battery-powered | 2022-12-15 | AMP7 | N | 2665 | 2398 | E5658 | waste2 | N/A | N/A | N/A | N/A | N/A | N/A |  | Y | 13066 | [7 empty] | Wrong spill level on PRISM, not tagged to mimic. | Newly added |  |  | FINE | #N/A | #N/A
13069C1 | 13069C | COLEFORD WRC INLET O/F | 13069 | WRC |  | West | ST6912548919 | 369125 | 148919 | Gravity | Storm overflow | 36 |  | A | 2 minute | Mains-powered | 2017-08-29 | AMP6 | N | 220 | 198 | E10045 | waste2 | [7 empty] | N | - | - | - | - | - | - | - |  |  | #N/A |  |  | 13069C1 | #N/A | #N/A
13069R1 | 13069R | COLEFORD WRC SPILL TO STORM | 13069 | WRC |  | West | ST6912548919 | 369125 | 148919 | Gravity | Spill to Storm | 18 |  |  |  | Mains-powered | Not installed | AMP7 | N | 157 | 141 | E3344 | waste | B19374 | waste | B19373 | waste | B19375 | waste |  | N | - | - | - | - | - | - | - |  |  | #N/A |  |  | FINE | #N/A | #N/A
13069S1 | 13069S | COLEFORD WRC SSO | 13069 | WRC |  | West | ST6912548919 | 369125 | 148919 | Gravity | Settled storm overflow | 18 |  | A | 2 minute | Mains-powered | 2017-08-29 | AMP6 | N | 2142 | 1928 | E3345 | waste | B19377 | waste | B19376 | waste | B19378 | waste |  | N | - | - | - | - | - | - | - |  |  | #N/A |  |  | 13069S1 | #N/A | #N/A
13070R1 | 13070R | COLERNE WRC SPILL TO STORM | 13070 | WRC |  | North | ST8230070663 | 382300 | 170663 | Gravity | Spill to Storm | 18.3 |  |  |  | Mains-powered | 2022-06-13 | AMP7 | N | 1100 | 990 | E2872 | waste | B17500 | waste | B17501 | waste | B17502 | waste |  | N | - | - | - | - | - | - | - |  |  | #N/A |  |  | FINE | #N/A | #N/A
13070S1 | 13070S | COLERNE WRC SSO | 13070 | WRC |  | North | ST8230070663 | 382300 | 170663 | Gravity | Settled storm overflow | 18.3 |  | B | 15 minute | Mains-powered | 2019-01-18 | AMP6 | N | 2953 | 2658 | E2871 | waste | B17498 | waste | B17499 | waste | N/A | waste |  | N | - | - | - | - | - | - | - |  |  | #N/A |  |  | 13070S1 | #N/A | #N/A
13072S1 | 13072S | COMBE FLOREY STW | 13072 | WRC |  | West | ST1527331276 | 315273 | 131276 |  | Settled storm overflow | 1.3 |  |  | 15 minute | Mains-powered |  | AMP7 | N | 1190 | 1071 | E26066 | waste | B45338 | waste | B45339 | waste | B45340 | waste |  | N | [7 empty] | 2024-09-24 | [24th Sep 24] ET: chnaged installation date from not installed to blank, data found on PRISM but couldn't find installation date. | New to register but no install data |  |  | 13072S1 | #N/A | #N/A
13073R1 | 13073R | COMBE ST NICHOLAS WRC SPILL TO STORM | 13073 | WRC |  | West | ST3198210934 | 331982 | 110934 | Gravity | Spill to Storm | 12 |  |  |  | Mains-powered | 2021-08-25 | AMP7 | N | 218 | 196.2 | E30328 | waste | B52053 | waste | B53294 | waste | B52052 | waste |  | N | - | - | - | - | - | - | - |  |  | #N/A |  |  | FINE | #N/A | #N/A
13073S1 | 13073S | COMBE ST NICHOLAS WRC SSO | 13073 | WRC |  | West | ST3198210934 | 331982 | 110934 | Gravity | Settled storm overflow | 12 |  | A | 2 minute | Mains-powered | 2017-07-07 | AMP6 | N | 420 | 380 | e30326 | waste | [7 empty] | N | - | - | - | - | - | - | - |  |  | #N/A |  |  | 13073S1 | #N/A | #N/A
13074B1 | 13074B | COMBWICH WRC SPS | 13074 | SPS |  | West | ST2618342174 | 326183 | 142174 | Gravity | Storm/ Emergency | 4.9 |  | A | 2 minute | Mains-powered | 2017-03-31 | AMP6 | Y | 4010 | 3609 | E53479 | waste | B141344 | waste | B141343 | waste | B141345 | waste |  | N | - | - | - | - | - | - | - | 2024-06-28 | [21st Apr 23] EW: Spill Level changed from 4110 mm to 4010 mm. [28th Jun 24] EW: Updated Permit Reference; B to S. Pre-Spill Level changed from 3699mm | 13074 |  |  | 13074E1 | #N/A | #N/A
13075R1 | 13075R | COMPTON BASSETT WRC SPILL TO STORM | 13075 | WRC |  | North | SU0165970326 |  |  | Gravity | Spill to Storm | 17.5 |  |  |  | Mains-powered | 2023-03-22 | AMP7 | N | 2628 | 2365 | E97816 | waste | B155855 | waste | B155854 | waste | B155848 | waste |  | N | - | - | - | - | - | - | - |  |  | 13075 |  |  | FINE | #N/A | #N/A
13075S1 | 13075S | COMPTON BASSETT WRC STORM TANK 1 | 13075 | WRC |  | North | SU0165970326 |  |  |  | Settled storm overflow | 17.5 |  |  |  | Mains-powered | 2023-03-28 | AMP7 | N | 4660 | 4194 | E97831 | waste | B155916 | waste | B155912 | waste | B155908 | waste |  | N | - | - | - | - | - | - | - |  | [3rd Jul 23] EW: updated analogue DB address | 13075 |  | tick | 13075S1 | #N/A | #N/A
13075S2 | 13075S | COMPTON BASSETT WRC STORM TANK 2 | 13075 | WRC |  | North | SU0165970326 |  |  |  | Settled storm overflow | 17.5 |  |  |  | Mains-powered | 2023-03-28 | AMP7 | N | 4640 | 4176 | E97832 | waste | B155917 | waste | B155913 | waste | B155909 | waste |  | N | - | - | - | - | - | - | - |  | [3rd Jul 23] EW: updated analogue DB address |  |  |  | FINE | #N/A | #N/A
13075S3 | 13075S | COMPTON BASSETT WRC STORM TANK 3 | 13075 | WRC |  | North | SU0165970326 |  |  |  | Settled storm overflow | 17.5 |  |  |  | Mains-powered | 2023-03-28 | AMP7 | N | 4640 | 4176 | E97833 | waste | B155918 | waste | B155914 | waste | B155910 | waste |  | N | - | - | - | - | - | - | - |  | [3rd Jul 23] EW: updated analogue DB address |  |  |  | FINE | #N/A | #N/A
13075S4 | 13075S | COMPTON BASSETT WRC STORM TANK 4 | 13075 | WRC |  | North | SU0165970326 |  |  |  | Settled storm overflow | 17.5 |  |  |  | Mains-powered | 2023-03-28 | AMP7 | N | 4640 | 4176 | E97825 | waste | B155919 | waste | B155915 | waste | B155911 | waste |  | N | - | - | - | - | - | - | - |  | [3rd July 23] EW corrected typo in analogue DB address |  |  |  | FINE | #N/A | #N/A
13076C1 | 13076C | COMPTON DANDO WRC INLET O/F | 13076 | WRC |  | North | ST6535164532 | 365351 | 164532 |  | Storm overflow | 8.1 |  | C | 15 minute | Mains-powered | 2021-07-14 | AMP7 | N | 152 | 137 | E1382 | waste | B11822 | waste | B11823 | waste | B11824 | waste |  | N | - | - | - | - | - | - | - |  | No Storm Storage site. | 13076 |  |  | 13076C1 | #N/A | #N/A
13076R1 | 13076R | COMPTON DANDO WRC SPILL TO STORM | 13076 | WRC | No | North | ST6535164532 | 365351 | 164532 | Gravity | Spill to Storm | 8.1 |  |  |  | Mains-powered | Not installed | AMP7 | N | N/A | N/A | N/A | N/A | N/A | N/A | N/A | N/A | N/A | N/A |  | N | - | - | - | - | - | - | - |  | No Storm Storage site. | 13076 |  |  | FINE | #N/A | #N/A
13077R1 | 13077R | CORFE CASTLE WRC SPILL TO STORM | 13077 | WRC |  | South | SY9620183093 | 396201 | 83093 | Gravity | Spill to Storm | 12 |  |  |  | Mains-powered | 2021-04-24 | AMP7 | N | 482 | 433.8 | E6520 | waste2 | B6788 | waste2 | B6891 | waste2 | B6684 | waste2 |  | N | - | - | - | - | - | - | - |  |  | #N/A |  |  | FINE | #N/A | #N/A
13077S1 | 13077S | CORFE CASTLE WRC SSO | 13077 | WRC |  | South | SY9620183093 | 396201 | 83093 | Gravity | Settled storm overflow | 12 |  | A | 2 minute | Mains-powered | 2016-03-31 | AMP6 | N | 256 | 230 | E6558 | waste2 | B6785 | waste2 | B6785 | waste2 | B6787 | waste2 |  | N | - | - | - | - | - | - | - |  |  | #N/A |  |  | 13077S1 | #N/A | #N/A
13078R1 | 13078R | CORFE MULLEN WRC SPILL TO STORM | 13078 | WRC |  | South | SY9939998891 | 399399 | 98891 | Gravity | Spill to Storm | 52 |  |  |  | Mains-powered | 2022-10-03 | AMP7 | N | 542 | 488 | E18655 | waste | B38984 | waste | B38985 | waste | B38986 | waste |  | N | - | - | - | - | - | - | - | 2024-10-01 | [1st Oct 24] EW: Updated Spill and Pre-Spill Levels. | #N/A |  |  | FINE | #N/A | #N/A
13078S1 | 13078S | CORFE MULLEN WRC SSO | 13078 | WRC |  | South | SY9939998891 | 399399 | 98891 | Gravity | Settled storm overflow | 52 |  | A | 2 minute | Battery-powered | 2018-06-28 | AMP6 | N | 2700 | 2430 | E5200 | waste2 | N/A | N/A | N/A | N/A | N/A | N/A |  | Y | 13078 | Off-road | Site | Site | Tank |  |  |  |  | #N/A |  |  | 13078S1 | #N/A | #N/A
13079R1 | 13079R | CORSCOMBE WRC SPILL TO STORM | 13079 | WRC |  | West | ST5205205655 | 352052 | 105655 | Gravity | Spill to Storm | 6.6 |  |  |  | Mains-powered | 2023-07-11 | AMP7 | N | 112 | 101 | E2401 | waste | B153036 | N/A | B15302 | N/A | N/A | N/A |  | N | - | - | - | - | - | - | - |  |  | #N/A |  |  | FINE | #N/A | #N/A
13079S1 | 13079S | CORSCOMBE WRC SSO TANK 1 | 13079 | WRC |  | West | ST5205205655 | 352052 | 105655 | Gravity | Settled storm overflow | 6.6 |  | A | 2 minute | Battery-powered | 2018-09-03 | AMP6 | N | 2420 | 2178 | E5363 | waste2 | N/A | N/A | N/A | N/A | N/A | N/A |  | Y | 43079 | Off-road | Site | Site | Tank |  |  |  |  | #N/A |  |  | 13079S1 | #N/A | #N/A
13079S2 | 13079S | CORSCOMBE WRC SSO TANK 2 | 13079 | WRC |  | West | ST5205205655 | 352052 | 105655 | Gravity | Settled storm overflow | 6.6 |  | A | 2 minute | Battery-powered | 2018-09-03 | AMP6 | N | 2420 | 2178 | E5279 | waste2 | N/A | N/A | N/A | N/A | N/A | N/A |  | Y | 13079 | Off-road | Site | Site | Tank |  |  |  |  | #N/A |  |  | FINE | #N/A | #N/A
13082R1 | 13082R | CRANBORNE WRC SPILL TO STORM | 13082 | WRC |  | South | SU0640712890 |  |  | Gravity | Spill to Storm | 9.1 |  |  |  | Mains-powered | Not installed | AMP7 | N | N/A | N/A | N/A | N/A | N/A | N/A | N/A | N/A | N/A | N/A |  | N | - | - | - | - | - | - | - |  | Not officially U_MON3'd yet, but spill to storm is pumped from 14042 Cranborne Higher Holwell WRC. | 13082 |  |  | FINE | #N/A | #N/A
13082S1 | 13082S | CRANBORNE HIGHER HOLWELL WRC SSO | 13082 | WRC |  | South | SU0640712890 |  |  |  | Settled storm overflow | 9.1 |  |  |  | Mains-powered | 2021-01-11 | AMP7 | N | 6010 | 5409 | E16053 | waste | B84066 | waste | B83849 | waste | B84067 | waste |  | N | - | - | - | - | - | - | - |  | [18th Jan 22] Edmund Willatts: Jim Burton states that the EDM equipment was moved from the circumference of the Storm Tank to the centre a efw montsh after installation. | 13082 |  |  | 13082S1 | #N/A | #N/A
13083C1 | 13083C | CRANMORE WRC INLET O/F | 13083 | WRC |  | West | ST6931943490 | 369319 | 143490 | Pumped | Storm overflow | 6 |  | B | 15 minute | Mains-powered | 2018-11-23 | AMP6 | N | 700 | 630 | E4087 | waste | B13194 | waste | B13193 | waste | B13189 | waste |  | N | - | - | - | - | - | - | - | 2024-06-28 | [28th Jun 24] Installation updated in AMP7. DB addresses for alarms and analogue updated (from old S1 entry). | 13083 |  |  | 13083C1 | #N/A | #N/A
13083R1 | 13083R | CRANMORE WRC SPILL TO STORM | 13083 | WRC |  | West | ST6931943490 | 369319 | 143490 | Gravity | Spill to Storm | 6 |  |  |  | Mains-powered | 2023-08-24 | AMP7 | N | 705 | 635 | E8708 | waste | B162067 | waste | B162066 | waste | B162068 | waste |  | N | - | - | - | - | - | - | - | 2024-03-26 | [26th Mar 24] EW: New entry/installation | 13083 |  |  | FINE | #N/A | #N/A
13083S1 | 13083S | CRANMORE WRC SSO | 13083 | WRC | No | West | ST6931943490 | 369319 | 143490 | Gravity | Settled storm overflow | 6 |  | B | 15 minute | Mains-powered |  | AMP7 | N | 700 | 630 | E4087 | waste | B13194 | waste | B13193 | waste | B13189 | waste |  | N | - | - | - | - | - | - | - |  | Might want to merge with C1 | 13083 |  |  | Merge with 13083C1? | #N/A | #N/A
13084C1 | 13084C | CREWKERNE EAST WRC Inlet 6DWF O/F | 13084 | WRC |  | West | ST4507909609 | 345079 | 109609 | Gravity | Storm overflow | 94 |  | A | 2 minute |  | 2023-10-25 | AMP7 | N | 492 | 443 | E20123 | waste | B13430 | Waste | N/A | N/A | B13432 | Waste | [9 empty] | 2024-07-11 | [27th Apr 22] Edmund Willatts: entry was added; installation was overflooked in AMP6. [11th Jul 24] EW: Added alarm DB addresses | 13084 |  |  | 13084C1 | #N/A | 13084
13084R1 | 13084R | CREWKERNE EAST WRC SPILL TO STORM | 13084 | WRC |  | West | ST4507909609 | 345079 | 109609 | Gravity | Spill to Storm | 64 |  |  |  | Mains-powered | 2021-06-24 | AMP7 | N | 352 | 317 | E1901 | waste | B13533 | waste | B13532 | waste | B13534 | waste |  | N | - | - | - | - | - | - | - |  |  | 13084 |  |  | FINE | E1901 | 13084
13084S1 | 13084S | CREWKERNE EAST WRC SSO ST01 | 13084 | WRC |  | West | ST4507909609 | 345079 | 109609 | Gravity | Settled storm overflow | 64 |  | A | 2 minute | Battery-powered | 2018-12-06 | AMP6 | N | 2470 | 2223 | E5396 | waste2 | N/A | N/A | N/A | N/A | N/A | N/A |  | Y | 13084 | Off-road | Site | Site | Tank |  |  |  |  | 13084 |  |  | 13084S1 | E5396 | 13084
13084S2 | 13084S | CREWKERNE EAST WRC SSO ST02 | 13084 | WRC |  | West | ST4507909609 | 345079 | 109609 | Gravity | Settled storm overflow | 64 |  | A | 2 minute | Battery-powered | 2018-12-06 | AMP6 | N | 2470 | 2223 | E5397 | waste2 | N/A | N/A | N/A | N/A | N/A | N/A |  | Y | 43084 | Off-road | Site | Site | Tank |  |  |  |  | 13084 |  |  | FINE | E5397 | 13084
13084S3 | 13084S | CREWKERNE EAST WRC SSO ST03 | 13084 | WRC |  | West | ST4507909609 | 345079 | 109609 | Gravity | Settled storm overflow | 64 |  | A | 2 minute | Battery-powered | 2018-12-06 | AMP6 | N | 2120 | 1908 | E5398 | waste2 | N/A | N/A | N/A | N/A | N/A | N/A |  | Y | 33084 | Off-road | Site | Site | Tank |  |  |  |  | 13084 |  |  | FINE | E5398 | 13084
13087R1 | 13087R | CROSCOMBE WRC SPILL TO STORM | 13087 | WRC |  | North | ST5833644486 | 358336 | 144486 | Gravity | Spill to Storm | 9.1 |  |  |  | Mains-powered | 2024-03-31 | AMP7 | N | 1050 | 945 | E3144 | waste | B18510 | waste | B18511 | waste | B18512 | waste |  | N | - | - | - | - | - | - | - |  |  | Newly addded |  |  | FINE | #N/A | #N/A
13087S1 | 13087S | CROSCOMBE WRC STORM TANK | 13087 | WRC |  | North | ST5833644486 | 358336 | 144486 | Gravity | Settled storm overflow | 9.1 |  | Unknown | Unknown | Mains-powered | 2022-07-29 | AMP7 | N | 1820 | 1638 | E3143 | waste | B18507 | waste | B18508 | waste | B18509 | waste |  | N | - | - | - | - | - | - | - |  | Add to storm harvester | Newly added |  |  | 13087S1 | #N/A | #N/A
13088R1 | 13088R | CROWCOMBE WRC SPILL TO STORM | 13088 | WRC |  | West | ST1386736566 | 313867 | 136566 | Gravity | Spill to Storm | 3.1 |  |  |  | Mains-powered | 2021-01-14 | AMP7 | N | 72 | 64.8 | E4527 | waste | B23805 | waste | B23804 | waste | B23806 | waste |  | N | - | - | - | - | - | - | - |  |  | #N/A |  |  | FINE | #N/A | #N/A
13088S1 | 13088S | CROWCOMBE WRC SSO | 13088 | WRC |  | West | ST1386736566 | 313867 | 136566 | Gravity | Settled storm overflow | 3.1 |  | A | 2 minute | Mains-powered | 2019-04-12 | AMP6 | N | 1920 | 1728 | E4532 | waste | B23800 | waste | B23801 | waste | B23802 | waste |  | N | - | - | - | - | - | - | - |  |  | #N/A |  |  | 13088S1 | #N/A | #N/A
13090C1 | 13090C | DEVIZES WRC INLET O/F | 13090 | WRC | No | North | ST9950561214 | 399505 | 161214 | Gravity | EO | N/A |  | Unknown | Unknown | Mains-powered | 2023-02-17 | AMP7 | N | 608 | 547 | E12073 | waste | B60340 | waste | B60341 | waste | B60342 | waste |  | N | - | - | - | - | - | - | - |  | Information updated as inlet o/f wrongly deemed to be cello, when it is actually located at the outfall of the site. | 13090 |  |  | Send this to Dave Penn | #N/A | #N/A
13090R1 | 13090R | DEVIZES WRC 3X DWF WEIR SPILL TO STORM | 13090 | WRC |  | North | ST9950561214 | 399505 | 161214 | Gravity | Spill to Storm | 87 |  |  |  | Mains-powered | 2022-05-16 | AMP7 | N | 400 | 360 | E29299 | waste | B38779 | waste | B38780 | waste | B38781 | waste |  | N | - | - | - | - | - | - | - |  |  | 13090 |  |  | FINE | #N/A | #N/A
13090R2 | 13090R | DEVIZES WRC 6X DWF WEIR SPILL TO STORM | 13090 | WRC |  | North | ST9950561214 | 399505 | 161214 | Gravity | Spill to Storm | 87 |  |  |  | Mains-powered | 2022-05-16 | AMP7 | N | 628 | 565 | E29300 | waste | B38782 | waste | B60336 | waste | B60323 | waste |  | N | - | - | - | - | - | - | - | [5 empty] | FINE | #N/A | #N/A
13090S1 | 13090S | DEVIZES WRC SSO OUTFALL | 13090 | WRC |  | North | ST9950561214 | 399505 | 161214 | Gravity | Settled storm overflow | 87 |  | B | 15 minute | Battery-powered | 2018-07-12 | AMP7 | N | 160 | 144 | E5233 | waste2 | N/A | N/A | N/A | N/A | N/A | N/A |  | Y | 13090 | Off-road | Site | Site | Chamber |  |  |  |  | 13090 |  |  | 13090S1 | #N/A | #N/A
13090S2 | 13090S | DEVIZES WRC STORM TANK SSO | 13090 | WRC |  | North | ST9950561214 | 399505 | 161214 | Gravity | Settled storm overflow | 87 |  | B | 15 minute | Mains-powered | 2023-02-17 | AMP7 | N | 1240 | 1116 | E12095 | waste | B60343 | waste | B60344 | waste | B60345 | waste |  | N | - | - | - | - | - | - | - | 2024-07-17 | [17th Jul 24] EW: Updated Spill and Pre-Spill Levels. |  |  |  | FINE | #N/A | #N/A
13090S3 | 13090S | DEVIZES WRC STORM TANK SO | 13090 | WRC |  | North | ST9950561214 | 399505 | 161214 | Gravity | Settled storm overflow | 87 |  | B | 15 minute | Mains-powered | 2023-02-17 | AMP7 | N | 1320 | 1188 | E12094 | waste | B60346 | waste | N/A | waste | B60347 | waste |  | N | - | - | - | - | - | - | - | [5 empty] | FINE | #N/A | #N/A
13091R1 | 13091R | DIDMARTON WRC SPILL TO STORM | 13091 | WRC |  | North | ST8274787454 | 382747 | 187454 | Gravity | Spill to Storm | 4.9 |  |  |  | Mains-powered | 2023-09-27 | AMP7 | N | 135 | 122 | E25442 | waste | B12120 | N/A | B12121 | N/A | B12123 | N/A |  | N | - | - | - | - | - | - | - |  |  | #N/A |  |  | FINE | #N/A | #N/A
13091S1 | 13091S | DIDMARTON WRC SSO | 13091 | WRC |  | North | ST8274787454 | 382747 | 187454 | Gravity | Settled storm overflow | 4.9 |  | B | 15 minute | Battery-powered | 2018-07-06 | AMP6 | N | 1330 | 1197 | E5214 | waste2 | N/A | N/A | N/A | N/A | N/A | N/A |  | Y | 13091 | Off-road | Site | Site | Tank |  |  |  |  | #N/A |  |  | 13091S1 | #N/A | #N/A
13092C1 | 13092C | DILTON MARSH WRC SSO | 13092 | WRC |  | North | ST8408350049 | 384083 | 150049 |  | Storm overflow | 13.3 |  | B | 15 minute | Mains-powered | 2022-02-24 | AMP7 | N | 4610 | 4149 | E21784 | waste | B41159 | waste | B41160 | waste | B41161 | waste |  | N | - | - | - | - | - | - | - |  |  | 13092 |  |  | Why has this changed to C? | #N/A | #N/A
13092R1 | 13092R | DILTON MARSH WRC SPILL TO STORM | 13092 | WRC |  | North | ST8408350049 | 384083 | 150049 | Gravity | Spill to Storm | 13.3 |  |  |  | Mains-powered | 2022-07-25 | AMP7 | N | 245 | 220.5 | E21785 | waste | B41163 | waste | B41162 | waste | B41164 | waste |  | N | - | - | - | - | - | - | - |  |  | 13092 |  |  | FINE | #N/A | #N/A
13093B1 | 13093B | DONIFORD SPS | 13093 | SPS |  | West | ST0895042950 | 308950 | 142950 | Gravity | Storm/ Emergency | 60 |  | D | 2 minute | Mains-powered | 2011-01-20 | AMP5 | N | 64% | 60 | E14300 | waste | B78114 | waste | N/A | waste | N/A | waste |  | N | - | - | - | - | - | - | - |  | Date added by MH from O&M manuals [16th Nov 23] EW: updated Spill and Pre-Spill values because they look incorrect. Used Storm Tank level in percent (%) observed from trends. | 13093 | Revisit |  | 13093B1 | E14300 | 13093
13094R1 | 13094R | DITCHEAT WRC SPILL TO STORM | 13094 | WRC |  | North | ST6297535275 | 362975 | 135275 | Gravity | Spill to Storm | 4.8 |  |  |  | Mains-powered | 2022-08-16 | AMP7 | N | 111 | 90 | E96680 | waste | B155128 | waste | B155127 | waste | B155129 | waste |  | N | - | - | - | - | - | - | - |  |  | #N/A |  |  | FINE | #N/A | #N/A
13094S1 | 13094S | DITCHEAT WRC SSO | 13094 | WRC |  | North | ST6297535275 | 362975 | 135275 | Gravity | Settled storm overflow | 4.8 |  | A | 2 minute | Mains-powered | 2018-11-23 | AMP6 | N | 2123 | 1809 | E5536 | waste | B27675 | waste | B27674 | waste | B27673 | waste |  | N | - | - | - | - | - | - | - | 2024-09-15 | [15th Sept 24] EW: Empty Distance and Spill Level were changed on 13th Sept 2024. | #N/A |  |  | 13094S1 | #N/A | #N/A
13095R1 | 13095R | DONYATT WRC SPILL TO STORM | 13095 | WRC |  | North | ST3389314302 | 333893 | 114302 | Gravity | Spill to Storm | 4.2 |  |  |  | Mains-powered | 2022-08-19 | AMP7 | N | 138 | 124.2 | E1937 | waste | B13620 | waste | B13621 | waste | B13622 | waste |  | N | - | - | - | - | - | - | - |  |  | #N/A |  |  | FINE | #N/A | #N/A
13095S1 | 13095S | DONYATT WRC SSO | 13095 | WRC |  | North | ST3389314302 | 333893 | 114302 | Gravity | Settled storm overflow | 4.2 |  | A | 2 minute | Battery-powered | 2018-11-20 | AMP6 | N | 3340 | 3006 | E5358 | waste2 | N/A | N/A | N/A | N/A | N/A | N/A |  | Y | 13095 | Off-road | Site | Site | Tank |  |  |  |  | #N/A |  |  | 13095S1 | #N/A | #N/A
13096B1 | 13096B | DORCHESTER WRC INLET O/F | 13096 | WRC |  | South | SY7095490194 | 370954 | 90194 | Gravity | Storm/ Emergency | 195 |  | D | 2 minute | Battery-powered | 2021-04-13 | AMP7 | N | 1575 | 1417 | E5545 | waste2 | N/A | N/A | N/A | N/A | N/A | N/A |  | Y | 13096 | Off-road | Site | Site | Chamber |  |  |  | Incorrect permits? | 13096 |  |  | 13096B1 | #N/A | #N/A
13096R1 | 13096R | Dorchester Louds Mill WRC SPILL TO STORM | 13096 | WRC |  | South | SY7095490194 | 370954 | 90194 | Gravity | Spill to Storm | 195 |  |  |  | Mains-powered | 2021-02-02 | AMP7 | N | 580 | 522 | E13401 | waste | B49793 | waste | B49794 | waste | B49795 | waste |  | N | - | - | - | - | - | - | - |  |  | 13096 |  |  | FINE | #N/A | #N/A
13096S1 | 13096S | DORCHESTER WRC SSO (CIRCULAR STORM TANK) | 13096 | WRC |  | South | SY7095490194 | 370954 | 90194 | Gravity | Settled storm overflow | 294 |  | D | 2 minute | Battery-powered | 2021-04-13 | AMP7 | N | 2460 | 2214 | E5546 | waste2 | N/A | N/A | N/A | N/A | N/A | N/A |  | Y | 43096 | Off-road | Site | Site | Tank |  |  |  |  | 13096 |  |  | 13096S1 | #N/A | #N/A
13096S2 | 13096S | DORCHESTER WRC SSO (STORM TANKS 1&2) | 13096 | WRC |  | South | SY7095490194 | 370954 | 90194 | Gravity | Settled storm overflow | 294 |  | D | 2 minute | Mains-powered | 2021-03-09 | AMP7 | N | 1981 | 1782.9 | E13398 | waste | B151554 | waste | B151555 | waste | B73153 | waste |  | N | - | - | - | - | - | - | - | [6 empty] | #N/A | #N/A
13098B1 | 13098B | DOWLISH WAKE WRC INLET O/F | 13098 | WRC |  | West | ST3724013092 | 337240 | 113092 | Gravity | Storm/ Emergency | 14.3 |  | A | 2 minute | Mains-powered | 2018-11-20 | AMP6 | N | 3028 | 2725 | E1951 | waste | B13682 | waste | B13681 | waste | B13673 | waste |  | N | - | - | - | - | - | - | - |  | [15th Nov 23] EW: records for 13098B1 (Inlet) and 13098S1 (Storm Tank) were the wrong way round. Swapped this over. | #N/A |  |  | 13098B1 | #N/A | #N/A
13098R1 | 13098R | DOWLISH WAKE WRC SPILL TO STORM | 13098 | WRC |  | West | ST3724013092 | 337240 | 113092 | Gravity | Spill to Storm | 4.25 |  |  |  | Mains-powered | 2023-02-22 | AMP7 | N | 155 | 139.5 | E99231 | waste | B159481 | waste | B159480 | waste | B159489 | waste |  | N | - | - | - | - | - | - | - |  | [15th Nov 23] EW: updated DB addresses; original signals are now Spare. | #N/A |  |  | FINE | #N/A | #N/A
13098S1 | 13098S | DOWLISH WAKE WRC SSO | 13098 | WRC |  | West | ST3724013092 | 337240 | 113092 | Gravity | Settled storm overflow | 4.25 |  | A | 2 minute | Battery-powered | 2018-11-20 | AMP6 | N | 3750 | 3375 | E5391 | waste2 | N/A | N/A | N/A | N/A | N/A | N/A |  | Y | 13098 | Off-road | Site | Site | Tank |  |  |  | [15th Nov 23] EW: records for 13098B1 (Inlet) and 13098S1 (Storm Tank) were the wrong way round. Swapped this over. | #N/A |  |  | 13098S1 | #N/A | #N/A
13099R1 | 13099R | DOWNTON WRC SPILL TO STORM | 13099 | WRC |  | South | SU1763020425 | 417630 | 120425 | Gravity | Spill to Storm | 42.2 |  |  |  | Mains-powered | 2022-07-13 | AMP7 | N | 245 | 220.5 | E16204 | waste | B86389 | waste | B86392 | waste | B86395 | waste |  | N | - | - | - | - | - | - | - |  |  | 13099 |  |  | FINE | #N/A | #N/A
13099S1 | 13099S | DOWNTON WRC SSO 1 | 13099 | WRC |  | South | SU1763020425 | 417630 | 120425 | Gravity | Settled storm overflow | 42.2 |  | D | 2 minute | Battery-powered | 2020-11-17 11:58 | AMP7 | N | 2560 | 2304 | E5511 | waste2 | N/A | N/A | N/A | N/A | N/A | N/A |  | Y | 13099 | Off-road | Site | Site | Tank |  |  |  |  | 13099 |  |  | 13099S1 | #N/A | #N/A
13099S2 | 13099S | DOWNTON WRC SSO 2 | 13099 | WRC |  | South | SU1763020425 | 417630 | 120425 | Gravity | Settled storm overflow | 42.2 |  | D | 2 minute | Mains-powered | 2021-01-07 | AMP7 | N | 3035 | 2731.5 | E16202 | waste | B86406 | waste | B86390 | waste | B86391 | waste |  | N | - | - | - | - | - | - | - | [6 empty] | #N/A | #N/A
13099S3 | 13099S | DOWNTON WRC SSO 3 | 13099 | WRC |  | South | SU1763020425 | 417630 | 120425 | Gravity | Settled storm overflow | 42.2 |  | D | 2 minute | Mains-powered | 2021-01-07 | AMP7 | N | 3015 | 2713.5 | E16203 | waste | B86407 | waste | B86393 | waste | B86394 | waste |  | N | - | - | - | - | - | - | - | [6 empty] | #N/A | #N/A
13100C1 | 13100C | DOYNTON WRC INLET O/F | 13100 | WRC | No | North | ST7139473915 | 371394 | 173915 | Gravity | Storm overflow | 4.6 |  | A | 2 minute | Battery-powered | 2018-06-21 | AMP6 | N | 120 | 108 | E5187 | waste2 | N/A | N/A | N/A | N/A | N/A | N/A |  | Y | 13100 | Off-road | Site | Site | Channel |  |  |  | [14th Mar 2023} EW: Cello removed by AMP7 Project/Capital Scheme on 7th March 2023. | 13100 | REMOVE |  | 13100C1 | #N/A | #N/A
13100C2 | 13100C | DOYNTON WRC INLET O/F | 13100 | WRC |  | North | ST7139473915 | 371394 | 173915 | Gravity | Storm overflow | 4.6 |  | A | 2 minute | Mains-powered | 2023-03-13 | AMP7 | N | 2070 | 1863 | E98434 | waste | B157664 | waste | B157663 | waste | B157666 | waste | Yes; originally Cello (pre-March 2023) | N | - | - | - | - | - | - | - | 2024-06-28 | [28th Jun 24] Changed Permit Reference and Site Name | 13100 |  |  | FINE | #N/A | #N/A
13100R1 | 13100R | DOYNTON WRC Spill to Storm | 13100 | WRC |  | North | ST7139473915 | 371394 | 173915 | Gravity | Spill to Storm | 4.6 |  |  |  | Mains-powered | 2023-03-07 | AMP7 | N | 112 | 94 | E98433 | waste | B157660 | waste | B157659 | waste | B157662 | waste |  | N | - | - | - | - | - | - | - |  |  | 13100 |  |  | FINE | #N/A | #N/A
13101R1 | 13101R | DRAYCOTT WRC SPILL TO STORM | 13101 | WRC |  | North | ST4725650464 | 347256 | 150464 | Gravity | Spill to Storm | 7.9 |  |  |  | Mains-powered | 2021-02-25 | AMP7 | N | 210 | 189 | E31257 | waste | B100735 | waste | B100734 | waste | B103105 | waste |  | N | - | - | - | - | - | - | - |  |  | Newly addded |  |  | FINE | #N/A | #N/A
13101S1 | 13101S | DRAYCOTT WRC STORM TANK | 13101 | WRC |  | North | ST4725650464 | 347256 | 150464 | Gravity | Settled storm overflow | 7.9 |  | Unknown | Unknown | Mains-powered | Not installed | AMP7 | N | 2805 | 2525 | E3159 | waste | B103136 | waste | B103135 | waste | B103137 | waste |  | N | - | - | - | - | - | - | - |  | Information provided for existing storm tank, not an EDM. Add to Storm Harvester | Newly added |  |  | 13101S1 | #N/A | #N/A
13104R1 | 13104R | EAST CHINNOCK WRC SPILL TO STORM | 13104 | WRC |  | West | ST4933812921 | 349338 | 112921 | Gravity | Spill to Storm | 4.6 |  |  |  | Mains-powered | 2023-04-04 | AMP7 | N | 780 | 702 | E98052 | waste | B156814 | waste | B156815 | waste | B156811 | waste |  | N | - | - | - | - | - | - | - |  |  | #N/A |  |  | FINE | #N/A | #N/A
13104S1 | 13104S | EAST CHINNOCK WRC SSO | 13104 | WRC |  | West | ST4933812921 | 349338 | 112921 | Gravity | Settled storm overflow | 4.6 |  | A | 2 minute | Battery-powered | 2018-08-09 | AMP6 | N | 3100 | 2790 | E5281 | waste2 | N/A | N/A | N/A | N/A | N/A | N/A |  | Y | 13104 | Off-road | Site | Site | Chamber |  |  | 2024-05-28 | [28th May 24] EW: updated Spill and Pre-Spill Level after Utilitec remeasured it. | #N/A |  |  | 13104S1 | #N/A | #N/A
13105R1 | 13105R | EAST COKER WRC SPILL TO STORM | 13105 | WRC |  | West | ST5440512857 | 354405 | 112857 | Gravity | Spill to Storm | 32 |  |  |  | Mains-powered | 2022-08-12 | AMP7 | N | 310 | 279 | E2192 | waste | B14655 | waste | B14699 | waste | B14700 | waste |  | N | - | - | - | - | - | - | - |  |  | 13105 |  |  | FINE | #N/A | #N/A
13105S1 | 13105S | EAST COKER WRC SSO STORM TANK 1 | 13105 | WRC |  | West | ST5440512857 | 354405 | 112857 | Gravity | Settled storm overflow | 32 |  | C | 15 minute | Battery-powered | 2020-07-10 | AMP7 | N | 2400 | 2160 | E5478 | waste2 | N/A | N/A | N/A | N/A | N/A | N/A |  | Y | 13105 | Off-road | Site | Site | Tank |  |  |  |  | 13105 |  |  | 13105S1 | #N/A | #N/A
13105S2 | 13105S | EAST COKER WRC SSO STORM TANK 2 | 13105 | WRC |  | West | ST5440512857 | 354405 | 112857 | Gravity | Settled storm overflow | 32 |  | C | 15 minute | Battery-powered | 2020-07-10 | AMP7 | N | 2430 | 2187 | E5479 | waste2 | N/A | N/A | N/A | N/A | N/A | N/A |  | Y | 43105 | Off-road | Site | Site | Tank |  |  |  |  | 13105 |  |  | FINE | #N/A | #N/A
13106R1 | 13106R | EAST HARPTREE WRC SPILL TO STORM | 13106 | WRC |  | North | ST5726556370 | 357265 | 156370 | Gravity | Spill to Storm | 2.3 |  |  |  | Mains-powered | 2022-09-13 | AMP7 | N | 112 | 101 | E5002 | waste | B11446 | N/A | B11445 | N/A | B11447 | N/A |  | N | - | - | - | - | - | - | - |  | Awaiting PLC card | #N/A |  |  | FINE | E5002 | #N/A
13106S1 | 13106S | EAST HARPTREE WRC SSO | 13106 | WRC |  | North | ST5726556370 | 357265 | 156370 | Gravity | Settled storm overflow | 2.3 |  | B | 15 minute | Mains-powered | 2018-11-26 | AMP6 | N | 1925 | 1733 | E1414 | waste | B11427 | waste | B11426 | waste | B11428 | waste |  | N | - | - | - | - | - | - | - | 2024-03-21 | [18th Apr 24] EW: updated Spill & Pre-Spill Levels after Hanevo resurvey on 21st Mar 2024. | #N/A |  |  | 13106S1 | #N/A | #N/A
13111C1 | 13111C | EAST STOUR WRC INLET O/F | 13111 | WRC |  | South | ST7939022591 | 379390 | 122591 |  | Storm overflow | N/A |  | B | 15 minute |  | Not installed | AMP7 | N | [11 empty] | N | - | - | - | - | - | - | - |  |  | 13111 |  |  | Does this exist? | #N/A | #N/A
13113C1 | 13113C | EDFORD WRC INLET O/F | 13113 | WRC |  | North | ST6721548679 | 367215 | 148679 |  | Storm overflow | 33.2 |  | B | 15 minute | Mains-powered | 2022-02-23 | AMP7 | N | 340 | 306 | E5459 | waste | B27416 | waste | B27415 | waste | B27417 | waste |  | N | - | - | - | - | - | - | - |  |  | 13113 |  |  | 13113C1 | E5459 | #N/A
13113R1 | 13113R | EDFORD WRC SPILL TO STORM | 13113 | WRC |  | North | ST6721548679 | 367215 | 148679 | Gravity | Spill to Storm | 21.5 |  |  |  | Mains-powered | UNKNOWN | AMP7 | N | 240 | 216 | E5460 | waste | B27424 | N/A | B27425 | N/A | B27246 | N/A |  | N | - | - | - | - | - | - | - |  |  | 13113 |  |  | FINE | #N/A | #N/A
13113S1 | 13113S | EDFORD WRC SSO (STORM TANKS 3&4) | 13113 | WRC |  | North | ST6721548679 | 367215 | 148679 |  | Settled storm overflow | 21.5 |  | B | 15 minute | Mains-powered | 2022-02-23 | AMP7 | N | 1135 | 1021.5 | E5457 | waste | B27422 | waste | B27421 | waste | B27423 | waste |  | N | - | - | - | - | - | - | - |  |  | 13113 |  |  | 13113S1 | #N/A | #N/A
13113S2 | 13113S | EDFORD WRC SSO (STORM TANKS 5&6) | 13113 | WRC |  | North | ST6721548679 | 367215 | 148679 |  | Settled storm overflow | 21.5 |  | B | 15 minute | Mains-powered | 2022-02-23 | AMP7 | N | 1137 | 1023 | E5458 | waste | B27419 | waste | B27418 | waste | B27420 | waste |  | N | - | - | - | - | - | - | - | 2024-03-14 | [14th Mar 24] EW: Updated Spill Level based on current O&M Manual data. |  |  |  |  | #N/A | #N/A
13116C1 | 13116C | ERLESTOKE WRC INLET O/F | 13116 | WRC | No | North | ST9686154220 | 396861 | 154220 |  | Storm overflow | N/A |  | B | 15 minute |  | Not installed | Unknown | N | [11 empty] | N | - | - | - | - | - | - | - |  | Site schematic shows this exists but MCERT schematic, AMP7 register and Master Tracker don't contain it. | 13116 |  | tick | Engineered out? | #N/A | #N/A
13116R1 | 13116R | ERLESTOKE WRC SPILL TO STORM | 13116 | WRC |  | North | ST9686154220 | 396861 | 154220 | Gravity | Spill to Storm | 7 |  |  |  | Mains-powered | 2022-06-23 | AMP7 | N | 173 | 155.7 | E9238 | waste | B81827 | waste | B81828 | waste | B81829 | waste |  | N | - | - | - | - | - | - | - |  |  | 13116 |  |  | FINE | #N/A | #N/A
13116S1 | 13116S | ERLESTOKE WRC SSO | 13116 | WRC |  | North | ST9686154220 | 396861 | 154220 |  | Settled storm overflow | 7 |  | B | 15 minute | Mains-powered | 2022-03-02 | AMP7 | N | 1130 | 1017 | E10862 | waste | B58082 | waste | B58083 | waste | B58084 | waste |  | N | - | - | - | - | - | - | - |  |  | 13116 |  | tick | 13116S1 | #N/A | #N/A
13118C1 | 13118C | EVERCREECH WRC INLET O/F | 13118 | WRC |  | North | ST6442838067 | 364428 | 138067 | Gravity | Storm overflow | 71 |  | B | 15 minute | Battery-powered | 2020-06-18 | AMP7 | N | 510 | 459 | E5483 | waste2 | N/A | N/A | N/A | N/A | N/A | N/A |  | Y | 43118 | Off-road | Site | Site | Channel |  |  |  |  | 13118 |  |  | 13118C1 | E5483 | 13118
13118R1 | 13118R | EVERCREECH WRC SPILL TO STORM | 13118 | WRC |  | North | ST6442838067 | 364428 | 138067 | Gravity | Spill to Storm | 44 |  |  |  | Mains-powered | 2022-08-04 | AMP7 | N | 340 | 306 | E951 | waste | B161897 | waste | B161898 | waste | B161899 | waste |  | N | - | - | - | - | - | - | - |  |  | 13118 |  |  | FINE | #N/A | 13118
13118S1 | 13118S | EVERCREECH WRC SSO | 13118 | WRC |  | North | ST6442838067 | 364428 | 138067 | Gravity | Settled storm overflow | 44 |  | B | 15 minute | Battery-powered | 2018-01-29 | AMP6 | N | 1440 | 1296 | E10056 | waste2 | N/A | N/A | N/A | N/A | N/A | N/A |  | Y | 13118 | Off-road | Site | Site | Tank |  |  | 2024-07-10 | [10th Jul 24] EW: Updated Spill and Pre-Spill Level. Site settings changed on 3rd July 2024 and site resurveyed on 3rd May 2024. Changed from AMP7 --> AMP6. | 13118 |  |  | 13118S1 | E10056 | 13118
13120R1 | 13120R | EVERSHOT WRC SPILL TO STORM | 13120 | WRC |  | South | ST5780204367 | 357802 | 104367 | Gravity | Spill to Storm | 3.4 |  |  |  | Mains-powered | 2020-11-16 | AMP7 | N | 168 | 151 | E9402 | waste | B47273 | waste | B47287 | waste | B47289 | waste |  | N | - | - | - | - | - | - | - | 2024-07-09 | [12th Jul 23] Updated Spill to Storm Spill + Pre-Spill levels. [9th Jul 24] EW: Updated Spill to Storm Spill + Pre-Spill Levels again. | #N/A |  |  | FINE | #N/A | #N/A
13120S1 | 13120S | EVERSHOT WRC SSO | 13120 | WRC |  | South | ST5780204367 | 357802 | 104367 | Gravity | Settled storm overflow | 3.4 |  | A | 2 minute | Mains-powered | 2017-06-21 | AMP6 | N | 2700 | 2430 | E32125 | waste | B47247 | waste | N/A | waste | N/A | waste |  | N | - | - | - | - | - | - | - |  |  | #N/A |  |  | 13120S1 | #N/A | #N/A
13121R1 | 13121R | FARMBOROUGH WRC SPILL TO STORM | 13121 | WRC |  | North | ST6675660916 | 366756 | 160916 | Gravity | Spill to Storm | 10 |  |  |  | Mains-powered | 2021-06-25 | AMP7 | N | 162 | 145.8 | E1432 | waste | B11492 | waste | B11489 | waste | B11490 | waste |  | N | - | - | - | - | - | - | - |  |  | #N/A |  |  | FINE | #N/A | #N/A
13121S1 | 13121S | FARMBOROUGH WRC SSO | 13121 | WRC |  | North | ST6675660916 | 366756 | 160916 | Gravity | Settled storm overflow | 10 |  | A | 2 minute | Mains-powered | 2017-07-05 | AMP6 | N | 1365 | 1230 | E24378 | waste | B40457 | waste | N/A | waste | B40453 | waste |  | N | - | - | - | - | - | - | - |  |  | #N/A |  |  | 13121S1 | #N/A | #N/A
13125R1 | 13125R | FIVEHEAD WRC SPILL TO STORM | 13125 | WRC |  | West | ST3586822484 | 335868 | 122484 | Gravity | Spill to Storm | 10.1 |  |  |  | Mains-powered | 2020-11-04 | AMP7 | N | 105 | 94.5 | E1791 | waste | B35075 | waste | B35076 | waste | B35077 | waste |  | N | - | - | - | - | - | - | - |  |  | #N/A |  |  | FINE | #N/A | #N/A
13125S1 | 13125S | FIVEHEAD WRC SSO | 13125 | WRC |  | West | ST3586822484 | 335868 | 122484 | Gravity | Settled storm overflow | 10.1 |  | A | 2 minute | Battery-powered | 2018-12-06 | AMP6 | N | 2205 | 1985 | E5395 | waste2 | N/A | N/A | N/A | N/A | N/A | N/A |  | Y | 13125 | Off-road | Site | Site | Tank |  |  |  |  | #N/A |  |  | 13125S1 | #N/A | #N/A
13128R1 | 13128R | FORDINGBRIDGE WRC SPILL TO STORM | 13128 | WRC |  | South | SU1435013184 | 414350 | 113184 | Gravity | Spill to Storm | 79.2 |  |  |  | Mains-powered | 2020-11-20 | AMP7 | N | 295 | 265.5 | E9574 | waste | B48263 | waste | B48274 | waste | B48273 | waste |  | N | - | - | - | - | - | - | - |  |  | #N/A |  |  | FINE | #N/A | #N/A
13128S1 | 13128S | FORDINGBRIDGE WRC SSO NO 3 | 13128 | WRC |  | South | SU1435013184 | 414350 | 113184 | Gravity | Settled storm overflow | 79.2 |  | A | 2 minute | Battery-powered | 2021-05-20 | AMP6 | N | 2020 | 1818 | E5197 | waste2 | N/A | N/A | N/A | N/A | N/A | N/A |  | Y | 13128 | Off-road | Site | Site | Tank |  |  |  |  | #N/A |  |  | 13128S1 | #N/A | #N/A
13128S2 | 13128S | FORDINGBRIDGE WRC SSO NO 4 | 13128 | WRC |  | South | SU1435013184 | 414350 | 113184 | Gravity | Settled storm overflow | 79.2 |  | A | 2 minute | Battery-powered | 2018-06-27 | AMP6 | N | 2900 | 2611 | E5198 | waste2 | N/A | N/A | N/A | N/A | N/A | N/A |  | Y | 43128 | Off-road | Site | Site | Tank |  |  |  |  | #N/A |  |  | FINE | #N/A | #N/A
13129R1 | 13129R | FOVANT WRC SPILL TO STORM 1 | 13129 | WRC |  | South | ST9997030082 | 399970 | 130082 | Gravity | Spill to Storm | 10.6 |  |  |  | Mains-powered | 2021-03-26 | AMP7 | N | 1650 | 1531.8 | E6163 | waste | B140860 | waste | B140861 | waste | B140862 | waste |  | N | - | - | - | - | - | - | - |  |  | #N/A |  |  | FINE | #N/A | #N/A
13129R2 | 13129R | FOVANT WRC SPILL TO STORM 2 | 13129 | WRC |  | South | ST9997030082 | 399970 | 130082 | Gravity | Spill to Storm | 10.6 |  |  |  | Mains-powered | 2021-03-26 | AMP7 | N | 1650 | 1531.8 | E7559 | waste | B140863 | waste | B140864 | waste | B140865 | waste |  | N | - | - | - | - | - | - | - |  |  | #N/A |  |  | FINE | #N/A | #N/A
13129S1 | 13129S | FOVANT WRC SSO | 13129 | WRC |  | South | ST9997030082 | 399970 | 130082 | Gravity | Settled storm overflow | 10.6 |  | A | 2 minute | Mains-powered | 2019-03-22 | AMP6 | N | 2675 | 2409 | E6162 | waste | B42278 | waste | B42277 | waste | B42276 | waste |  | N | - | - | - | - | - | - | - |  |  | #N/A |  |  | 13129S1 | #N/A | #N/A
13130R1 | 13130R | FRESHFORD WRC SPILL TO STORM 1 | 13130 | WRC |  | North | ST7902060561 | 379020 | 160561 | Gravity | Spill to Storm | 11 |  |  |  | Mains-powered | 2022-06-20 | AMP7 | N | 114 | 102.6 | E31921 | waste | B21255 | waste | B21254 | waste | B21256 | waste |  | N | - | - | - | - | - | - | - |  |  | #N/A |  |  | FINE | #N/A | #N/A
13130R2 | 13130R | FRESHFORD WRC SPILL TO STORM 2 | 13130 | WRC | No | North | ST7902060561 | 379020 | 160561 | Gravity | Spill to Storm | 11 |  |  |  | Mains-powered | Not installed | AMP7 | N | N/A | N/A | N/A | N/A | B106165 | waste | B106166 | waste | B106167 | waste |  | N | - | - | - | - | - | - | - |  | [16th May 24]EW: Does this exist? | #N/A |  |  | FINE | #N/A | #N/A
13130S1 | 13130S | FRESHFORD WRC OVERFLOW CHAMBER | 13130 | WRC |  | North | ST7902060561 | 379020 | 160561 | Gravity | Settled storm overflow | 11 |  | B | 15 minute | Mains-powered | 2019-03-18 | AMP6 | N | 400 | 360 | E3893 | waste | B21252 | waste | B21251 | waste | B21253 | waste |  | N | - | - | - | - | - | - | - | 2024-07-17 | [17th Jul 24] EW: Updated Spill and Pre-Spill Levels. | #N/A |  |  | 13130S1 | #N/A | #N/A
13131E1 | 13131E | FROME WRC INLET O/F | 13131 | WRC |  | West | ST7728048852 | 377280 | 148852 | Gravity | Storm overflow | 572 |  | A | 2 minute | Mains-powered | 2019-05-02 | AMP6 | N | 3380 | 3042 | E4110 | waste | N/A | N/A | N/A | N/A | N/A | N/A |  | N | - | - | - | - | - | - | - | 2024-10-01 | Check for signal info, probable alarm signals: Waste B105725 and B105726 [1st Oct 24] EW: Swapped Permit Reference & Asset Ref from E to C | #N/A |  |  | 13131C1 | #N/A | #N/A
13131C1 | 13131C | FROME WRC RIVER PUMPS EDM | 13131 | WRC |  | West | ST7728048852 | 377280 | 148852 | Pumped | EO | N/A |  | A | 2 minute | Mains-powered | 2019-05-02 | AMP6 | N | N/A | N/A | N/A | N/A | B105726, B22108, B22109,B22110 | waste | N/A | waste | N/A | waste |  | N | - | - | - | - | - | - | - | 2024-10-01 | [1st Oct 24] EW: Swapped Permit Reference & Asset Ref from E to C | #N/A |  |  | 13131E1 | #N/A | #N/A
13131R1 | 13131R | FROME WRC SPILL TO STORM | 13131 | WRC |  | West | ST7728048852 | 377280 | 148852 | Pumped | Spill to Storm | 405 |  |  | 1 minute | Mains-powered | 2022-05-10 | AMP7 | N | N/A | N/A | E4112 | waste | EDM ALARMS: B22197 Storm Pumps: B22205 & B22206 | waste | N/A | waste | N/A | waste |  | N | - | - | - | - | - | - | - |  |  | #N/A |  |  | FINE | #N/A | #N/A
13131S1 | 13131S | FROME WRC Storm Tank | 13131 | WRC |  | West | ST7728048852 | 377280 | 148852 | Gravity | Settled storm overflow | 405 |  | A | 2 minute | Battery-powered | 2019-03-18 | AMP6 | N | 3600 | 3240 | E5437 | waste2 | N/A | N/A | N/A | N/A | N/A | N/A |  | Y | 13131 | Off-road | Site | Site | Tank |  |  |  | Changed name from "...SSO" to '...Storm Tank'. | #N/A |  |  | 13131S1 | #N/A | #N/A
13132R1 | 13132R | GILLINGHAM WRC SPILL TO STORM | 13132 | WRC |  | South | ST8036625896 | 380366 | 125896 | Gravity | Spill to Storm | 76 |  |  | 15 minute | Mains-powered |  | AMP7 | N | 475 | 429 | E55059 | waste | B146370 | waste | N/A | N/A | B146369 | waste |  | N | - | - | - | - | - | - | - | 2024-09-24 | [24th Sep 24]: new entry, can't find installation date | #N/A |  |  | FINE | #N/A | #N/A
13132S1 | 13132S | GILLINGHAM WRC SSO | 13132 | WRC | No | South | ST8036625896 | 380366 | 125896 | Gravity | Settled storm overflow | 76 |  | A | 2 minute | Battery-powered | 2020-03-19 | AMP6 | N | 3450 | 3105 | E5462 | waste2 | N/A | N/A | N/A | N/A | N/A | N/A |  | Y | 13132 | Off-road | Site | Site | Tank |  |  | 2024-05-03 | [3rd May 24] Storm Tank 1 now discharges to Storm Tank 2. Cello is still monitoring Storm Tank 1 but it is no longer EDM/Spilling to Env. | #N/A |  |  | 13132S1 | #N/A | #N/A
13132S2 | 13132S | GILLINGHAM WRC Storm Tank 2 | 13132 | WRC |  | South | ST8036625896 | 380366 | 125896 | Gravity | Settled storm overflow | 76 |  | A | 2 minute | Mains-powered |  | AMP7 | N | 6723 | 6050 | E24325 | Waste | B144234 | Waste | N/A | N/A | B144233 | Waste | [9 empty] | 2024-05-24 | [3rd May 24] Added entry to cover new Storm Tank 2 installation [24th May 24] EW: Added Spill Pre-Spill and alarm + anaglogue DB addresses.
13133C1 | 13133C | GLANVILLES WOOTTON WRC INLET O/F | 13133 | WRC |  | South | ST6733008928 | 367330 | 108928 |  | Storm overflow | N/A |  | B | 15 minute | Mains-powered | 2020-09-16 | AMP7 | N | 129 | 116.1 | E8473 | waste | B23351 | waste | B23352 | waste | B23353 | waste |  | N | - | - | - | - | - | - | - |  |  | 13133 |  |  | 13133C1 | #N/A | #N/A
13134R1 | 13134R | GLASTONBURY WRC SPILL TO STORM TANK | 13134 | WRC |  | North | ST4857338314 | 348573 | 138314 | Gravity | Spill to Storm | 160 |  |  |  | Mains-powered | 2021-06-08 | AMP7 | N | 1290 | 1016 | E52954 | waste | B138552 | waste | B125871 | waste | B125862 | waste |  | N | - | - | - | - | - | - | - |  |  | #N/A |  |  | FINE | E52954 | 13134
13134S1 | 13134S | GLASTONBURY WRC SSO 1 | 13134 | WRC |  | North | ST4857338314 | 348573 | 138314 | Gravity | Settled storm overflow | 160 |  | B | 15 minute | Mains-powered | 2016-03-31 | AMP6 | N | 2560 | 2304 | E28370 | waste | E28370 | waste | N/A | waste | B51667 | waste |  | N | - | - | - | - | - | - | - | 2024-05-02 | [2nd May 24] EW: Updated Spill and LOE alarm DB Addresses | #N/A |  |  | 13134S1 | E28370 | 13134
13134S2 | 13134S | GLASTONBURY WRC SSO 2 | 13134 | WRC |  | North | ST4857338314 | 348573 | 138314 | Gravity | Settled storm overflow | 160 |  | B | 15 minute | Mains-powered | 2016-03-31 | AMP6 | N | 2560 | 2304 | E28371 | waste | E28371 | waste | N/A | waste | B51668 | waste |  | N | - | - | - | - | - | - | - | 2024-05-10 | [2nd May 24] EW: Updated Spill and LOE alarm DB Addresses [10th May 24] EW: updated Spill and Pre-Spill Levels | #N/A |  |  | FINE | E28371 | 13134
13134S3 | 13134S | GLASTONBURY WRC SSO 3 | 13134 | WRC |  | North | ST4857338314 | 348573 | 138314 | Gravity | Settled storm overflow | 160 |  | B | 15 minute | Mains-powered | 2016-03-31 | AMP6 | N | 2570 | 2313 | E28372 | waste | E28372 | waste | N/A | waste | B51669 | waste |  | N | - | - | - | - | - | - | - | 2024-05-02 | [2nd May 24] EW: Updated Spill and LOE alarm DB Addresses | #N/A |  |  | FINE | E28372 | 13134
13134S4 | 13134S | GLASTONBURY WRC SSO 4 | 13134 | WRC |  | North | ST4857338314 | 348573 | 138314 | Gravity | Settled storm overflow | 160 |  | B | 15 minute | Mains-powered | 2016-03-31 | AMP6 | N | 2560 | 2304 | E28373 | waste | E28373 | waste | N/A | waste | B51670 | waste |  | N | - | - | - | - | - | - | - | 2024-05-02 | [2nd May 24] EW: Updated Spill and LOE alarm DB Addresses | #N/A |  |  | FINE | E28373 | 13134
13134S5 | 13134S | GLASTONBURY WRC SSO 5 | 13134 | WRC |  | North | ST4857338314 | 348573 | 138314 | Gravity | Settled storm overflow | 160 |  | B | 15 minute | Mains-powered | 2016-03-31 | AMP6 | N | 2450 | 2205 | E28374 | waste | E28374 | waste | N/A | waste | B51671 | waste |  | N | - | - | - | - | - | - | - | 2024-05-02 | [2nd May 24] EW: Updated Spill and LOE alarm DB Addresses | #N/A |  |  | FINE | E28374 | 13134
13136R1 | 13136R | GREAT BADMINTON WRC SPILL TO STORM | 13136 | WRC |  | North | ST8158283117 | 381582 | 183117 | Gravity | Spill to Storm | 4.6 |  |  |  | Mains-powered | 2020-10-02 | AMP7 | N | 1287 | 990 | E8195 | waste | B12864 | waste | B12851 | waste | B12863 | waste |  | N | - | - | - | - | - | - | - |  |  | #N/A |  |  | FINE | #N/A | #N/A
13136S1 | 13136S | GREAT BADMINTON WRC SSO | 13136 | WRC |  | North | ST8158283117 | 381582 | 183117 | Gravity | Settled storm overflow | 4.6 |  | A | 2 minute | Mains-powered | 2017-08-04 | AMP6 | N | 615 | 554 | E8193 | waste | B12843 | waste | N/A | waste | N/A | waste |  | N | - | - | - | - | - | - | - |  |  | #N/A |  |  | 13136S1 | #N/A | #N/A
13137R1 | 13137R | GREAT SOMERFORD WRC SPILL TO STORM | 13137 | WRC |  | North | ST9647683320 | 396476 | 183320 | Gravity | Spill to Storm | 6 |  |  |  | Mains-powered | 2022-06-13 | AMP7 | N | 109 | 98.1 | E2922 | waste | B17677 | waste | B17678 | waste | B17679 | waste |  | N | - | - | - | - | - | - | - |  |  | 13137 |  |  | FINE | #N/A | #N/A
13137S1 | 13137S | GREAT SOMERFORD SSO | 13137 | WRC |  | North | ST9647683320 | 396476 | 183320 |  | Settled storm overflow | 6 |  | B | 15 minute | Mains-powered | 2020-11-19 | AMP7 | N | 1820 | 1638 | E10271 | waste | B17674 | waste | B17675 | waste | B17676 | waste |  | N | - | - | - | - | - | - | - |  |  | 13137 |  |  | 13137S1 | #N/A | #N/A
13139C1 | 13139C | HALSE STW Inlet OF | 13139 | WRC |  | West | ST1418928010 | 314189 | 128010 |  | Storm Overflow | 3.5 |  |  |  |  | 2023-07-19 | AMP7 | N | 240 | 216 | E11758 | waste | [17 empty] | New to register but no install data |  |  | 13139C1 | #N/A | #N/A
13140R1 | 13140R | HALSTOCK WRC SPILL TO STORM | 13140 | WRC |  | South | ST5426008165 | 354260 | 108165 | Gravity | Spill to Storm | 2.3 |  |  |  | Mains-powered | Not installed | AMP7 | N | N/A | N/A | N/A | N/A | N/A | N/A | N/A | N/A | N/A | N/A |  | N | - | - | - | - | - | - | - |  |  | #N/A |  |  | FINE | #N/A | #N/A
13140S1 | 13140S | HALSTOCK WRC SSO | 13140 | WRC |  | South | ST5426008165 | 354260 | 108165 | Gravity | Settled storm overflow | 2.3 |  | A | 2 minute | Mains-powered | 2019-01-08 | AMP6 | N | 2000 | 1800 | E2431 | waste | B35757 | waste | B35756 | waste | B15409 | waste |  | N | - | - | - | - | - | - | - |  |  | #N/A |  |  | 13140S1 | #N/A | #N/A
13142B1 | 13142B | HARDINGTON MANDEVILLE WRC Storm Tank | 13142 | WRC |  | West | ST5048612170 | 350486 | 112170 | Gravity | Storm/ Emergency | 7.5 |  | B | 15 minute | Mains-powered | 2019-03-21 | AMP6 | N | 3659 | 3293 | E99722 | waste | B160994 | waste | N/A | N/A | B160997 | waste |  | N | - | - | - | - | - | - | - | 2024-07-04 | [4th Jul 24] EW: updated Spill Level and signal/alarm DB addresses + Site Name. | #N/A |  |  | 13142B1 | #N/A | #N/A
13142R1 | 13142R | HARDINGTON MANDERVILLE WRC SPILL TO STORM | 13142 | WRC |  | West | ST5048612170 | 350486 | 112170 | Pumped | Spill to Storm | 7.5 |  |  |  | Mains-powered |  | AMP7 | N | N/A | N/A | N/A | N/A | B160946 | Waste | N/A | N/A | B160945 | Waste |  | N | - | - | - | - | - | - | - | 2024-07-04 | [4th Jul 24] EW: updated type of operation and alarm DB addresses. | #N/A |  |  | FINE | #N/A | #N/A
13143E1 | 13143E | HARMANS CROSS WRC INLET O/F | 13143 | WRC |  | South | SY9748080732 | 397480 | 80732 | Gravity | EO | N/A |  | C | 15 minute | Battery-powered | 2018-06-28 12:16 | AMP7 | N | 950 | 855 | E5453 | waste2 | N/A | N/A | N/A | N/A | N/A | N/A |  | Y | 13143 | Off-road | Site | Site | Chamber |  |  |  |  | 13143 |  |  | 13143E1 | #N/A | #N/A
13144C1 | 13144C | HASELBURY PLUCKNETT WRC INLET O/F | 13144 | WRC |  | West | ST4729511279 | 347295 | 111279 |  | Storm overflow | N/A |  |  | 15 minute |  | Not installed | AMP7 | N | [11 empty] | N | - | - | - | - | - | - | - |  |  | #N/A |  |  | Does this exist? | #N/A | #N/A
13144R1 | 13144R | HASELBURY PLUCKNETT WRC SPILL TO STORM | 13144 | WRC |  | West | ST4729511279 | 347295 | 111279 | Gravity | Spill to Storm | 11 |  |  |  | Mains-powered | 2022-10-06 | AMP7 | N | 174 | 156.6 | E1973 | waste | B13726 | waste | B13727 | waste | B13728 | waste |  | N | - | - | - | - | - | - | - |  |  | #N/A |  |  | FINE | #N/A | #N/A
13144S1 | 13144S | HASELBURY PLUCKNETT WRC SSO | 13144 | WRC |  | West | ST4729511279 | 347295 | 111279 | Gravity | Settled storm overflow | 11 |  | B | 15 minute | Battery-powered | 2018-08-09 | AMP6 | N | 2160 | 1944 | E5280 | waste2 | N/A | N/A | N/A | N/A | N/A | N/A |  | Y | 13144 | Off-road | Site | Site | Tank |  |  |  |  | #N/A |  |  | 13144S1 | #N/A | #N/A
13145C1 | 13145C | HATCH BEAUCHAMP WRC INLET O/F | 13145 | WRC |  | West | ST3038420115 | 330384 | 120115 | Gravity | Spill to Storm | 7 |  |  |  | Mains-powered | 2020-09-16 | AMP7 | N | 141 | 127 | E99674 | waste | B160841 | waste | B23989 | waste | B160843 | waste | Yes | N | - | - | - | - | - | - | - | 2024-04-17 | No Storm Storage site. [17th Apr 24] EW: Modifications to Inlet Works and EDM Settings. | #N/A |  |  | FINE | #N/A | #N/A
13145C2 | 13145C | HATCH BEAUCHAMP WRC INLET O/F | 13145 | WRC | No | West | ST3038420115 | 330384 | 120115 | Gravity | Storm overflow | 7 |  | A | 2 minute | Battery-powered | 2018-10-18 | AMP6 | N | 200 | 180 | E5378 | waste2 | N/A | N/A | N/A | N/A | N/A | N/A |  | Y | 13145 | Off-road | Site | Site | Channel |  |  |  | [20th Oct 23] EW: Cello removed on 3rd Oct 2023. Waste2 E5378 signal made Spare on 20th Oct 2023. | #N/A |  |  | 13145C1 | #N/A | #N/A
13146R1 | 13146R | HAZELBURY BRYAN WRC SPILL TO STORM | 13146 | WRC |  | South | ST7460109361 | 374601 | 109361 | Gravity | Spill to Storm | 8.1 |  |  |  | Mains-powered | 2020-11-25 | AMP7 | N | 162 | 145.8 | E33457 | waste | B112096 | waste | N/A | waste | B112098 | waste |  | N | - | - | - | - | - | - | - |  |  | 13146 |  |  | FINE | #N/A | #N/A
13146S1 | 13146S | HAZELBURY BRYAN WRC SSO | 13146 | WRC |  | South | ST7460109361 | 374601 | 109361 |  | Settled storm overflow | 8.1 |  | B | 15 minute | Mains-powered | 2021-02-23 | AMP7 | N | 2385 | 2146.5 | E33450 | waste | B112099 | waste | B112100 | waste | B112101 | waste |  | N | - | - | - | - | - | - | - |  |  | 13146 |  |  | 13146S1 | #N/A | #N/A
13149C1 | 13149C | HINDON WRC INLET O/F | 13149 | WRC |  | South | ST9161932742 | 391619 | 132742 | Gravity | Storm overflow | 5.8 |  | A | 2 minute | Mains-powered | 2022-12-19 | AMP6 | N | 105 | 95 | E8170 | waste | B45645 | waste | B75954 | waste | B45646 | waste |  | N | - | - | - | - | - | - | - |  | Updated from a battery powered device to mains powered. No Storm Storage site. | #N/A |  |  | 13149C1 | #N/A | #N/A
13149R1 | 13149R | THE DENE HINDON WRC SPILL TO STORM | 13149 | WRC | No | South | ST9161932742 | 391619 | 132742 | Gravity | Spill to Storm | 5.8 |  |  |  | Mains-powered | 2022-12-19 | AMP7 | N | N/A | N/A | N/A | N/A | N/A | N/A | N/A | N/A | N/A | N/A |  | N | - | - | - | - | - | - | - |  | Mon1? | #N/A |  |  | FINE | #N/A | #N/A
13150C1 | 13150C | HINTON BLEWITT WRC INLET O/F | 13150 | WRC |  | North | ST5940356675 | 359403 | 156675 | Gravity | Storm overflow | 3.8 |  | B | 15 minute | Battery-powered | 2018-11-05 | AMP6 | N | 500 | 450 | E5383 | waste2 | N/A | N/A | N/A | N/A | N/A | N/A |  | Y | 13150 | Off-road | Site | Site | Chamber |  |  |  | No Storm Storage site. | #N/A |  |  | 13150C1 | #N/A | #N/A
13150R1 | 13150R | HINTON BLEWETT WRC SPILL TO STORM | 13150 | WRC | No | North | ST5940356675 | 359403 | 156675 | Gravity | Spill to Storm | 3.8 |  |  |  | Mains-powered | Not installed | AMP7 | N | N/A | N/A | N/A | N/A | N/A | N/A | N/A | N/A | N/A | N/A |  | N | - | - | - | - | - | - | - |  | No Storm Storage site. | #N/A |  |  | FINE | #N/A | #N/A
13151C1 | 13151C | HINTON ST MARY WRC INLET O/F | 13151 | WRC |  | South | ST7882616289 | 378826 | 116289 | Gravity | Storm overflow | 0.42 |  | C | 15 minute | Battery-powered | 2020-11-04 10:06 | AMP7 | N | 80 | 72 | E5506 | waste2 | N/A | N/A | N/A | N/A | N/A | N/A |  | Y | 13151 | Off-road | Site | In chamber | Chamber |  |  |  |  | 13151 |  |  | 13151C1 | #N/A | #N/A
13152R1 | 13152R | HOLDENHURST WRC SPILL TO STORM | 13152 | WRC |  | South | SZ1322195222 | 413221 | 95222 | Gravity | Spill to Storm | 1424 |  |  |  | Mains-powered | Not installed | AMP7 | N | N/A | N/A | N/A | N/A | N/A | N/A | N/A | N/A | N/A | N/A |  | N | - | - | - | - | - | - | - |  |  | 13152 |  |  | FINE | #N/A | #N/A
13152S1 | 13152S | HOLDENHURST WRC SSO | 13152 | WRC |  | South | SZ1322195222 | 413221 | 95222 | Gravity | Settled storm overflow | 1424 |  | A | 2 minute | Mains-powered | 2011-03-16 | AMP5 | N | 25 | 22.5 | E8544 | waste | B908 | waste | N/A | waste | B909 | waste |  | N | - | - | - | - | - | - | - |  | Date added by MH from O&M manuals | 13152 | Potential Remove |  | 13152S1 | #N/A | #N/A
13152S2 | 13152S | HOLDENHURST WRC STORM TANK 6 | 13152 | WRC |  | South | SZ1322195222 | 413221 | 95222 | Gravity | Settled storm overflow | 1424 |  | A | 2 minute | Battery-powered | 2021-12-09 | AMP7 | N | 3200 | 2880 | E5631 | waste2 | N/A | N/A | N/A | N/A | N/A | N/A |  | Y | 13152 | [8 empty] | Newly added |  |  | FINE | #N/A | #N/A
13152S3 | 13152S | HOLDENHURST WRC STORM TANK 12 | 13152 | WRC |  | South | SZ1322195222 | 413221 | 95222 | Gravity | Settled storm overflow | 1424 |  | A | 2 minute | Battery-powered | 2021-12-09 | AMP7 | N | 3490 | 3141 | E5632 | waste2 | N/A | N/A | N/A | N/A | N/A | N/A |  | Y | 33152 | [8 empty] | Newly added |  |  | FINE | #N/A | #N/A
13153B1 | 13153B | HOLTON HEATH SPS | 13153 | SPS |  | South | SY9512390585 | 395123 | 90585 | Gravity | Storm/ Emergency | 20 |  | A | 2 minute | Mains-powered | 2011-03-21 | AMP5 | N | 2251 | 2026 | E35514 | waste | B110860 | waste | N/A | waste | B117677 | waste |  | N | - | - | - | - | - | - | - |  | Date added by MH from O&M manuals | 13153 | Potential Remove |  | 13153B1 | E35514 | 13153
13153B2 | 13153B | HOLTON HEATH SPS STORM TANK | 13153 | SPS |  | South | SY9512390585 | 395123 | 90585 | Gravity | Storm/ Emergency | 20 |  |  | 2 minute | Mains-powered | 2022-09-22 | AMP7 | N | 910 | 819 | E16566 | waste | [7 empty] | N | - | - | - | - | - | - | - |  |  | Newly added |  |  | FINE | #N/A | 13153
13157R1 | 13157R | HULLAVINGTON WRC SPILL TO STORM 1 | 13157 | WRC |  | North | ST8962682831 | 389626 | 182831 | Gravity | Spill to Storm | 8.3 |  |  |  | Mains-powered | 2020-09-29 | AMP7 | N | 274 | 248 | E12977 | waste | B70637 | waste | B70638 | waste | B70639 | waste |  | N | - | - | - | - | - | - | - |  |  | #N/A |  |  | FINE | #N/A | #N/A
13157R2 | 13157R | HULLAVINGTON WRC SPILL TO STORM 2 | 13157 | WRC |  | North | ST8962682831 | 389626 | 182831 | Gravity | Spill to Storm | 8.3 |  |  |  | Mains-powered | 2023-04-14 | AMP7 | N | 141 | 127 | E12979 | waste | B70640 | waste | B70641 | waste | B70642 | waste |  | N | - | - | - | - | - | - | - |  |  | Newly added |  |  | FINE | #N/A | #N/A
13157S1 | 13157S | HULLAVINGTON WRC SSO | 13157 | WRC |  | North | ST8962682831 | 389626 | 182831 | Gravity | Settled storm overflow | 8.3 |  | A | 2 minute | Battery-powered | 2018-08-16 | AMP6 | N | 830 | 747 | E5337 | waste2 | N/A | N/A | N/A | N/A | N/A | N/A |  | Y | 13157 | Off-road | Site | Site | Tank |  |  |  |  | #N/A |  |  | 13157S1 | #N/A | #N/A
13158R1 | 13158R | HURDCOTT WRC SPILL TO STORM | 13158 | WRC |  | South | SU1663033740 | 416630 | 133740 | Gravity | Spill to Storm | 38.9 |  |  |  | Mains-powered | 2022-07-25 | AMP7 | N | 297 | 267 | E16580 | waste | B162638 | waste | N/A | waste | B162636 | waste |  | N | - | - | - | - | - | - | - | 2024-06-10 | [10th Jun 24] EW: updated PRISM signals and Spill/Pre-Spill Levels. | #N/A |  |  | FINE | #N/A | #N/A
13158S1 | 13158S | HURDCOTT WRC SSO | 13158 | WRC |  | South | SU1663033740 | 416630 | 133740 | Gravity | Settled storm overflow | 38.9 |  | A | 2 minute | Mains-powered | 2017-09-12 | AMP6 | N | 3500 | 2477 | E31238 | waste | B62567 | waste | N/A | waste | B103032 | waste |  | N | - | - | - | - | - | - | - |  |  | #N/A |  |  | 13158S1 | #N/A | #N/A
13160R1 | 13160R | ILCHESTER WRC SPILL TO STORM | 13160 | WRC |  | West | ST5159022804 | 351590 | 122804 | Gravity | Spill to Storm | 11 |  |  |  | Mains-powered | 2021-06-23 | AMP7 | N | 843 | 758.7 | E2240 | waste | B144963 | waste | N/A | waste | B144964 | waste |  | N | - | - | - | - | - | - | - |  |  | #N/A |  |  | FINE | #N/A | #N/A
13160S1 | 13160S | ILCHESTER WRC SSO | 13160 | WRC |  | West | ST5159022804 | 351590 | 122804 | Gravity | Settled storm overflow | 11 |  | A | 2 minute | Battery-powered | 2018-10-15 | AMP6 | N | 350 | 315 | E5376 | waste2 | N/A | N/A | N/A | N/A | N/A | N/A |  | Y | 13160 | Off-road | Site | Site | Tank |  |  |  |  | #N/A |  |  | 13160S1 | #N/A | #N/A
13161R1 | 13161R | ILMINSTER WRC SPILL TO STORM 1 | 13161 | WRC |  | West | ST3562116244 | 335621 | 116244 | Gravity | Spill to Storm | 78 |  |  | 15 minute | Mains-powered | 2023-05-30 | AMP7 | N | 281 | 253 | E16984 | Waste | B20236 | waste | B20237 | waste | B20238 | waste |  | N | - | - | - | - | - | - | - | 2024-09-24 | [18th Jul 24] EW: Updated analogue level DB address [24th Sep 24] ET: updated installation date | #N/A |  |  | FINE | #N/A | #N/A
13161R2 | 13161R | ILMINSTER WRC SPILL TO STORM 2 Bifurcation | 13161 | WRC |  | West | ST3562116244 | 335621 | 116244 | Gravity | Spill to Storm | 78 |  |  | 16 minute | Mains-powered |  | AMP7 | N | 207 | 186 | E99023 | Waste | B158779 | N/A | N/A | waste | B158780 | waste |  | N | - | - | - | - | - | - | - | 2024-09-24 | [18th Jul 24] EW: Updated Spill & Pre-Spill Levels + Spill & LOE alarm DB addresses. [24th Sep 24] ET: Changed installation date from not installed to blank | #N/A |  |  | FINE | #N/A | #N/A
13161S1 | 13161S | ILMINSTER WRC SSO | 13161 | WRC |  | West | ST3562116244 | 335621 | 116244 | Gravity | Settled storm overflow | 78 |  | A | 2 minute | Mains-powered | 2017-09-26 | AMP6 | N | 1645 | 1480 | E2133 | waste | B20232 | waste | B20231 | waste | B14526 | waste |  | N | - | - | - | - | - | - | - |  |  | #N/A |  |  | 13161S1 | #N/A | #N/A
13162C1 | 13162C | ILTON WRC WEIR TO ENV | 13162 | WRC |  | West | ST3582918539 | 335829 | 118539 | Gravity | Storm overflow | 15 |  |  |  | Mains-powered | 2021-03-11 | AMP7 | N | 280 | 252 | E55412 | waste | B148011 | waste | B148010 | waste | B148013 | waste |  | N | - | - | - | - | - | - | - |  | [29th Jun 23] EW: temporarily (incorrectly) changed to Spill to Storm then changed back. No Storm Storage site. | #N/A |  |  | FINE | #N/A | #N/A
13162E1 | 13162E | ILTON WRC INLET PUMPING STATION EO | 13162 | WRC |  | West | ST3582918539 | 335829 | 118539 | Gravity | EO | 15 |  | B | 15 minute | Mains-powered | 2019-03-21 | AMP6 | N | 3910 | 3519 | E55408 | waste | B148071 | waste | B148070 | waste | B147987 | waste |  | N | - | - | - | - | - | - | - |  | [28th Jun 23] EW: updated analogue and alarm DB addresses + Spill/Pre-Spill Levels with 2020 changes. No Storm Storage site. | #N/A |  |  | 13162C1 | #N/A | #N/A
13163R1 | 13163R | IWERNE MINSTER WRC SPILL TO STORM | 13163 | WRC |  | South | ST8607113901 | 386071 | 113901 | Gravity | Spill to Storm | 12.5 |  |  |  | Mains-powered | 2022-09-21 | AMP7 | N | 105 | 94.5 | E56970 | waste | B153875 | waste | B153874 | waste | B153876 | waste |  | N | - | - | - | - | - | - | - |  |  | #N/A |  |  | FINE | #N/A | #N/A
13163S1 | 13163S | IWERNE MINSTER WRC SSO STORM TANK 2 | 13163 | WRC |  | South | ST8607113901 | 386071 | 113901 | Gravity | Settled storm overflow | 12.5 |  | A | 2 minute | Mains-powered | 2019-01-28 | AMP6 | N | 3418 | 3076 | E36741 | waste | N/A | N/A | N/A | N/A | B121275 | waste |  | N | - | - | - | - | - | - | - |  | [12th Jun 24] EW: Flow Measurement Team remeasured site on 12th July 2023. | #N/A |  |  | 13163S1 | #N/A | #N/A
13163S2 | 13163S | IWERNE MINSTER WRC SSO STORM TANK 3 | 13163 | WRC |  | South | ST8607113901 | 386071 | 113901 | Gravity | Settled storm overflow | 12.5 |  | A | 2 minute | Mains-powered | 2019-01-28 | AMP6 | N | 3160 | 2844 | E36742 | waste | N/A | N/A | N/A | N/A | B121278 | waste |  | N | - | - | - | - | - | - | - |  |  | #N/A |  |  | FINE | #N/A | #N/A
13165R1 | 13165R | KEYNSHAM WRC SPILL TO STORM | 13165 | WRC |  | North | ST6639668743 | 366396 | 168743 | Gravity | Spill to Storm | 156 |  |  |  | Mains-powered | 2020-12-17 | AMP7 | N | 485 | 436.5 | E1476 | waste | B11552 | waste | B11585 | waste | B11561 | waste |  | N | - | - | - | - | - | - | - |  |  | #N/A |  |  | FINE | E1476 | #N/A
13165S1 | 13165S | KEYNSHAM WRC SSO COMMON OUTFALL | 13165 | WRC |  | North | ST6639668743 | 366396 | 168743 | Gravity | Settled storm overflow | 156 |  | A | 2 minute | Battery-powered | 2018-02-07 | AMP6 | N | 890 | 801 | E5194 | waste2 | N/A | N/A | N/A | N/A | N/A | N/A |  | Y | 13165 | Off-road | Site | Site | Chamber |  |  |  |  | #N/A |  |  | 13165S1 | #N/A | #N/A
13165S2 | 13165S | KEYNSHAM WRC SSO STORM TANK 2 | 13165 | WRC |  | North | ST6639668743 | 366396 | 168743 | Gravity | Settled storm overflow | 156 |  | A | 2 minute | Battery-powered | 2021-04-12 | AMP6 | N | 2200 | 1980 | E5547 | waste2 | N/A | N/A | N/A | N/A | N/A | N/A |  | Y | 33165 | Off-road | Site | Site | Tank |  |  | 2024-05-10 | [22nd Nov 22] EW updated Spill and Pre-Spill Levels. [10th May 24] EW: updated Spill and Pre-Spill Levels. | #N/A |  |  | FINE | #N/A | #N/A
13165S3 | 13165S | KEYNSHAM WRC SSO STORM TANK 4 | 13165 | WRC |  | North | ST6639668743 | 366396 | 168743 | Gravity | Settled storm overflow | 156 |  | A | 2 minute | Battery-powered | 2021-04-08 | AMP6 | N | 2300 | 2070 | E5548 | waste2 | N/A | N/A | N/A | N/A | N/A | N/A |  | Y | 43165 | Off-road | Site | Site | Tank |  |  |  |  | #N/A |  |  | FINE | #N/A | #N/A
13168R1 | 13168R | KILVE WRC SPILL TO STORM | 13168 | WRC |  | West | ST1442944243 | 314429 | 144243 | Gravity | Spill to Storm | 7.4 |  |  |  | Mains-powered | 2020-11-04 | AMP7 | N | 920 | 828 | E26084 | waste | B57806 | waste | N/A | waste | B57812 | waste |  | N | - | - | - | - | - | - | - |  |  | #N/A |  |  | FINE | #N/A | #N/A
13168Z1 | 13168Z | KILVE BEACH CAR PARK WRC SSO | 13168 | WRC |  | West | ST1442944243 | 314429 | 144243 | Gravity | Storm/ Emergency | 7.4 |  | A | 2 minute | Mains-powered | 2019-02-18 | AMP6 | N | 2300 | 2070 | E26085 | waste | B57784 | waste | B57783 | waste | B57782 | waste |  | N | - | - | - | - | - | - | - |  | Overflow is SSO & EO in same weir | #N/A |  |  | 13168Z1 | #N/A | #N/A
13169S1 | 13169S | KINGS STAG WRC SSO | 13169 | WRC |  | South | ST7256110690 | 372561 | 110690 | Gravity | Settled storm overflow | 0.8 |  | A | 2 minute | Mains-powered | 2018-08-02 | AMP6 | N | 1283 | 1155 | E22131 | waste | B45167 | waste | B45166 | waste | B45168 | waste |  | N | - | - | - | - | - | - | - |  |  | #N/A |  |  | 13169S1 | #N/A | #N/A
13171X1 | 13171X | KINGSTON SEYMOUR WRC | 13171 | MH |  | West | ST3899668088 |  |  |  | Non-EDM | N/A |  | N/A | N/A | Battery-powered | 2019-02-25 | Non-EDM | N | 440 | N/A | E5407 | waste2 | N/A | N/A | N/A | N/A | N/A | N/A |  | Y | 13171 | Off-road | Site | Site | Channel | Yes |  |  |  | #N/A |  |  | FINE | E5407 | #N/A
13171X2 | 13171X | Kingston Seymour STW Humus 1 | 13171 | WRC |  | West | ST3898468146 | 338984 | 168146 | Gravity | Non-EDM |  |  |  |  | Battery-powered |  | Non-EDM | N | 830 | 747 | E6218 | WASTE2 | [15 empty] | 2024-10-04 | [4th Oct 24] ET: Updated individual asset reference from 13171X1 to 13171X2
13171X3 | 13171X | Kingston Seymour STW Humus 2 | 13171 | WRC |  | West | ST3898468146 | 338984 | 168146 | Gravity | Non-EDM |  |  |  |  | Battery-powered |  | Non-EDM | N | 830 | 747 | E7041 | WASTE2 | [15 empty] | 2024-10-04 | [4th Oct 24] ET: Updated individual asset reference from 13171X2 to 13171X3
13171X4 | 13171X | Kingston Seymour STW Humus 1 | 13171 | WRC |  | West | ST3898468146 | 338984 | 168146 | Gravity | Non-EDM |  |  |  |  | Mains-powered | 2024-01-25 | Non-EDM | N | 725 | 653 | E5013 | WASTE | B57433 | WASTE | N/A | N/A | B57422 | WASTE | [9 empty] | 2024-10-04 | [11th Jul 24] EW: Added entry [4th Oct 24] ET: Updated individual asset reference from 13171X3 to 13171X4
13171X5 | 13171X | Kingston Seymour STW Humus 2 | 13171 | WRC |  | West | ST3898468146 | 338984 | 168146 | Gravity | Non-EDM |  |  |  |  | Mains-powered | 2024-01-25 | Non-EDM | N | 725 | 653 | E5014 | WASTE | B57432 | WASTE | N/A | N/A | B57415 | WASTE | [9 empty] | 2024-10-04 | [11th Jul 24] EW: Added entry
13172R1 | 13172R | KINSON WRC SPILL TO STORM | 13172 | WRC |  | South | SZ0858596372 | 408585 | 96372 | Gravity | Spill to Storm | 370 |  |  |  | Mains-powered | Not installed | AMP7 | N | N/A | N/A | N/A | N/A | N/A | N/A | N/A | N/A | N/A | N/A |  | N | - | - | - | - | - | - | - |  |  | 13172 |  |  | FINE | #N/A | #N/A
13172S1 | 13172S | KINSON WRC SSO 1 | 13172 | WRC |  | South | SZ0858596372 | 408585 | 96372 | Gravity | Settled storm overflow | 370 |  | A | 2 minute | Mains-powered | 2011-03-11 | AMP5 | N | 2760 | 2484 | E9677 | waste | B38737 | waste | N/A | waste | B38741 | waste |  | N | - | - | - | - | - | - | - |  | Date added by MH from O&M manuals | 13172 | Potential Remove |  | 13172S1 | #N/A | #N/A
13172S2 | 13172S | KINSON WRC SSO 2 | 13172 | WRC |  | South | SZ0858596372 | 408585 | 96372 | Gravity | Settled storm overflow | 370 |  | A | 2 minute | Mains-powered | 2011-03-11 | AMP5 | N | 2765 | 2489 | E9678 | waste | B38737 | waste | N/A | waste | B38741 | waste |  | N | - | - | - | - | - | - | - |  | Date added by MH from O&M manuals | 13172 | Potential Remove |  | FINE | #N/A | #N/A
13172S3 | 13172S | KINSON WRC SSO 3 | 13172 | WRC |  | South | SZ0858596372 | 408585 | 96372 | Gravity | Settled storm overflow | 370 |  | A | 2 minute | Mains-powered | 2011-03-11 | AMP5 | N | 6450 | 5805 | E9679 | waste | B38737 | waste | N/A | waste | B38741 | waste |  | N | - | - | - | - | - | - | - |  | Date added by MH from O&M manuals | 13172 | Potential Remove |  | FINE | #N/A | #N/A
13172S4 | 13172S | KINSON WRC SSO 1 (CELLO) | 13172 | WRC |  | South | SZ0858596372 | 408585 | 96372 | Gravity | Settled storm overflow | 370 |  | A | 2 minute | Battery-powered | 2021-11-02 | AMP7 | N | 2106 | 1989 | E5659 | waste2 | N/A | N/A | N/A | N/A | N/A | N/A |  | Y | 13172 | [7 empty] | Date added by MH from O&M manuals | Newly added |  |  | FINE | #N/A | #N/A
13172S5 | 13172S | KINSON WRC SSO 2 (CELLO) | 13172 | WRC |  | South | SZ0858596372 | 408585 | 96372 | Gravity | Settled storm overflow | 370 |  | A | 2 minute | Battery-powered | 2021-11-02 | AMP7 | N | 2066 | 1951 | E5688 | waste2 | N/A | N/A | N/A | N/A | N/A | N/A |  | Y | 23172 | [7 empty] | Date added by MH from O&M manuals | Newly added |  |  | FINE | #N/A | #N/A
13173R1 | 13173R | LACOCK WRC SPILL TO STORM | 13173 | WRC |  | North | ST9183967723 | 391839 | 167723 | Gravity | Spill to Storm | 4.6 |  |  |  | Mains-powered | 2024-02-29 | AMP7 | N | 157 | 141 | E414 | waste | B161650 | waste | B161649 | waste | N161648 | waste |  | N | - | - | - | - | - | - | - |  |  | 13173 |  |  | FINE | #N/A | #N/A
13173S1 | 13173S | LACOCK WRC SSO | 13173 | WRC |  | North | ST9183967723 | 391839 | 167723 |  | Settled storm overflow | 4.6 |  | B | 15 minute | Mains-powered | 2021-07-08 | AMP7 | N | 910 | 819 | E8888 | waste | B42758 | waste | B42759 | waste | B42760 | waste |  | N | - | - | - | - | - | - | - |  |  | 13173 |  |  | 13173S1 | #N/A | #N/A
13176C1 | 13176C | LANGTON HERRING WRC INLET O/F | 13176 | WRC |  | South | SY6103982761 | 361039 | 82761 |  | Storm overflow | 2.8 |  | B | 15 minute |  |  | AMP7 | N | 88 | 79 | E16645 | waste | [7 empty] | N | - | - | - | - | - | - | - |  |  | 13176 |  |  | 13176C1 | #N/A | #N/A
13177R1 | 13177R | LAVINGTON WOODBRIDGE WRC SPILL TO STORM | 13177 | WRC |  | North | ST9982055108 | 399820 | 155108 | Gravity | Spill to Storm | 31 |  |  |  | Mains-powered | 2022-06-22 | AMP7 | N | 322 | 289.8 | E1326 | waste | B60783 | waste | B60784 | waste | B60785 | waste |  | N | - | - | - | - | - | - | - |  |  | #N/A |  |  | FINE | E1326 | #N/A
13177S1 | 13177S | LAVINGTON WOODBRIDGE WRC SSO | 13177 | WRC |  | North | ST9982055108 | 399820 | 155108 | Gravity | Settled storm overflow | 31 |  | A | 2 minute | Mains-powered | 2017-08-01 | AMP6 | N | 1680 | 1512 | E52173 | waste | B11133 | waste | N/A | waste | N/A | waste |  | N | - | - | - | - | - | - | - |  |  | #N/A |  |  | 13177S1 | #N/A | #N/A
13178R1 | 13178R | LEIGH ON MENDIP WRC SPILL TO STORM | 13178 | WRC |  | North | ST6983547267 | 369835 | 147267 | Gravity | Spill to Storm | 3 |  |  |  | Mains-powered | 2024-02-07 | AMP7 | N | 100 | 90 | E99846 | waste | B161275 | waste | B161274 | waste | B161277 | waste |  | N | - | - | - | - | - | - | - |  |  | #N/A |  |  | FINE | #N/A | #N/A
13178S1 | 13178S | LEIGH ON MENDIP WRC SSO | 13178 | WRC | No | North | ST6983547267 | 369835 | 147267 | Gravity | Settled storm overflow | 3 |  | A | 2 minute | Battery-powered | 2018-11-06 | AMP6 | N | 1520 | 1368 | E5384 | waste2 | N/A | N/A | N/A | N/A | N/A | N/A |  | Y | 13178 | Off-road | Site | Site | Tank |  |  |  | [12th Mar 24] Replaced with Mains-Powered EDM Equipment in March 2024. | #N/A |  |  | 13178S1 | #N/A | #N/A
13178S2 | 13178S | LEIGH ON MENDIP WRC SSO | 13178 | WRC |  | North | ST6983547267 | 369835 | 147267 | Gravity | Settled storm overflow | 3 |  | A | 2 minute | Mains-powered | 2024-02-07 | AMP7 | N | 1542 | 1388 | E99850 | waste | B161293 | waste | B161292 | waste | B161295 | waste | Yes; originally Cello (pre-March 2024) | N
13180C1 | 13180C | LONG DEAN WRC SSO | 13180 | WRC |  | North | ST8477575649 | 384775 | 175649 | Gravity | Storm overflow | 14.6 |  | A | 2 minute | Mains-powered | 2017-07-04 | AMP6 | N | 2413 | 2172 | E2981 | waste | B17853 | waste | B17852 | waste | B17863 | waste |  | N | - | - | - | - | - | - | - |  |  | #N/A |  |  | Why has this changed to C? | #N/A | #N/A
13180R1 | 13180R | LONG DEAN WRC SPILL TO STORM | 13180 | WRC |  | North | ST8477575649 | 384775 | 175649 | Gravity | Spill to Storm | 14.6 |  |  |  | Mains-powered | 2024-01-08 | AMP7 | N | 228 | 205 | E99943 | waste | B161582 | waste | B161583 | waste | B161584 | waste |  | N | - | - | - | - | - | - | - |  |  | #N/A |  |  | FINE | #N/A | #N/A
13181B1 | 13181B | LONGBRIDGE WRC INLET O/F (SEAVINGTON O/F) | 13181 | WRC |  | West | ST4166714135 | 341667 | 114135 | Gravity | Storm/ Emergency | 7 |  | A | 2 minute | Mains-powered | 2017-07-27 | AMP6 | N | 210 | 189 | E17375 | waste | B90330 | waste | B90327 | waste | B90332 | waste |  | N | - | - | - | - | - | - | - | 2024-06-28 | No Storm Storage site. [28th Jun 24] EW: Changed Permit Reference from C to B. | #N/A |  |  | 13181B1 | #N/A | #N/A
13181B2 | 13181B | LONGBRIDGE WRC INLET PS TO ENV | 13181 | WRC |  | West | ST4166714135 | 341667 | 114135 | Gravity | Storm/ Emergency | 18 |  | A | 2 minute | Mains-powered | 2017-07-27 | AMP6 | N | 1500 | 1350 | E17380 | waste | B43778 | waste | B43779 | waste | B43780 | waste |  | N | - | - | - | - | - | - | - | 2024-06-28 | No Storm Storage site. [28th Jun 24] EW: Changed Permit Reference from C to B. | #N/A |  |  |  | #N/A | #N/A
13181R1 | 13181R | LONGBRIDGE WRC SPILL TO STORM | 13181 | WRC | No | West | ST4166714135 | 341667 | 114135 | Gravity | Spill to Storm | 18 |  |  |  | Mains-powered | 2021-02-01 | AMP7 | N | N/A | N/A | N/A | N/A | N/A | N/A | N/A | N/A | N/A | N/A |  | N | - | - | - | - | - | - | - |  | Inlet sump/no spill to storm | #N/A |  |  | FINE | #N/A | #N/A
13184R1 | 13184R | LUCKINGTON WRC SPILL TO STORM | 13184 | WRC |  | North | ST8377283900 | 383772 | 183900 | Gravity | Spill to Storm | 3.4 |  |  |  | Mains-powered | 2023-03-24 | AMP7 | N | 120 | 108 | E98097 | waste | B7521 | waste | B7522 | waste | B7523 | waste |  | N | - | - | - | - | - | - | - |  | Site scheme changed way site spills to storm. All updated | #N/A |  |  | FINE | #N/A | #N/A
13184S1 | 13184S | LUCKINGTON WRC SSO | 13184 | WRC |  | North | ST8377283900 | 383772 | 183900 | Gravity | Settled storm overflow | 3.4 |  | A | 2 minute | Battery-powered | 2018-10-04 | AMP6 | N | 335 | 302 | E5369 | waste2 | N/A | N/A | N/A | N/A | N/A | N/A |  | Y | 13184 | Off-road | Site | In chamber | Chamber |  |  |  |  | #N/A |  |  | 13184S1 | #N/A | #N/A
13186X1 | 13186X | LUXBOROUGH WRC INLET O/F | 13186 | WRC | No | West | SS9855737880 |  |  |  | Storm overflow | N/A |  |  |  |  | Not installed | Unknown | N | [11 empty] | N | - | - | - | - | - | - | - |  | Inlet chamber overflow, piped through to the final sample chamber, to be capped and abandoned (Jun21) | #N/A | REMOVE | tick | Abandoned | #N/A | #N/A
13188C1 | 13188C | LYDLYNCH WRC INLET O/F | 13188 | WRC |  | South | ST7472013712 | 374720 | 113712 | Gravity | Storm overflow | 2.2 |  | A | 2 minute | Mains-powered | 2019-01-09 | AMP6 | N | 70 | 63 | E16773 | waste | B86233 | waste | B86231 | waste | B86254 | waste |  | N | - | - | - | - | - | - | - |  |  | #N/A |  |  | 13188C1 | #N/A | #N/A
13189E1 | 13189E | LYMPSHAM WORTHY CRESCENT SPS | 13189 | SPS |  | West | ST3393354357 | 333933 | 154357 | Gravity | EO | N/A |  |  |  | Mains-powered |  | AMP7 | Y | 1954 | 1758.6 | E11328 | waste | B61286 | waste | N/A | waste | N/A | waste |  | N | - | - | - | - | - | - | - |  |  | #N/A |  |  | 13189E1 | E11328 | 13189
13190R1 | 13190R | Lytchett Minster WRC SPILL TO STORM | 13190 | WRC |  | South | SY9679392388 | 396793 | 92388 | Gravity | Spill to Storm | 55.5 |  |  |  | Mains-powered | 2022-04-05 | AMP7 | N | 527 | 474.3 | E9413 | waste | B90069 | waste | B90068 | waste | B90065 | waste |  | N | - | - | - | - | - | - | - |  |  | 13190 |  |  | FINE | #N/A | #N/A
13190S1 | 13190S | LYTCHETT MINSTER WRC SSO | 13190 | WRC |  | South | SY9679392388 | 396793 | 92388 | Gravity | Settled storm overflow | 55.5 |  | D | 2 minute | Mains-powered | 2011-03-09 | AMP5 | N | 435 | 392 | E9415 | waste | B90063 | waste | B47351 | waste | B90066 | waste |  | N | - | - | - | - | - | - | - |  | Date added by MH from O&M manuals Analogue level (EDM) is a flowrate, but alarms are done based on level at site. | 13190 | Being Revisited |  | 13190S1 | #N/A | #N/A
13191C1 | 13191C | MAIDEN BRADLEY WRC INLET EDM | 13191 | WRC |  | South | ST8105538585 | 381055 | 138585 | Gravity | Storm overflow | 2.2 |  | Unknown | Unknown | Mains-powered | 2019-03-22 | AMP7 | N | 956 | 861 | E16879 | waste | B86536 | waste | B86535 | waste | B86537 | waste |  | N | - | - | - | - | - | - | - |  | Add to storm harvester | Newly addded |  | tick | 13191C1 | #N/A | #N/A
13191R1 | 13191R | MAIDEN BRADLEY WRC SPILL TO STORM | 13191 | WRC |  | South | ST8105538585 | 381055 | 138585 | Gravity | Spill to Storm | 2.2 |  |  |  | Mains-powered | Not installed | AMP7 | N | N/A | N/A | N/A | N/A | N/A | N/A | N/A | N/A | N/A | N/A |  | N | - | - | - | - | - | - | - |  |  | 13191 |  |  | FINE | #N/A | #N/A
13192R1 | 13192R | MAIDEN NEWTON WRC SPILL TO STORM | 13192 | WRC |  | South | SY6048097286 | 360480 | 97286 | Gravity | Spill to Storm | 11 |  |  |  | Mains-powered | 2020-05-13 | AMP7 | N | 148 | 133.2 | E55083 | waste | B146588 | waste | B146590 | waste | B146591 | waste |  | N | - | - | - | - | - | - | - |  |  | Newly addded |  |  | FINE | #N/A | #N/A
13192S1 | 13192S | MAIDEN NEWTON WRC SSO | 13192 | WRC |  | South | SY6048097286 | 360480 | 97286 | Gravity | Settled storm overflow | 11 |  | A | 2 minute | Mains-powered | 2019-02-26 | AMP6 | N | 1660 | 1494 | E55097 | waste | B146587 | waste | N/A | waste | B146719 | waste |  | N | - | - | - | - | - | - | - | 2024-06-05 | [5th Jun 24] Updated Pre-Spill Level. | #N/A |  |  | 13192S1 | #N/A | #N/A
13193R1 | 13193R | MALMESBURY WRC SPILL TO STORM | 13193 | WRC |  | North | ST9446687028 | 394466 | 187028 | Gravity | Spill to Storm | 86.6 |  |  |  | Mains-powered | 2021-01-11 | AMP7 | N | 715 | 643.5 | E26143 | waste | B44540 | waste | B44538 | waste | B44539 | waste |  | N | - | - | - | - | - | - | - |  |  | #N/A |  |  | FINE | #N/A | #N/A
13193S1 | 13193S | MALMESBURY WRC SSO | 13193 | WRC |  | North | ST9446687028 | 394466 | 187028 | Gravity | Settled storm overflow | 86.6 |  | A | 2 minute | Mains-powered | 2019-04-11 | AMP6 | N | 4045 | 3640 | E26147 | waste | B44525 | waste | N/A | waste | B44500 | waste |  | N | - | - | - | - | - | - | - |  |  | #N/A |  |  | 13193S1 | #N/A | #N/A
13195C1 | 13195C | MAPPOWDER WRC INLET O/F | 13195 | WRC |  | South | ST7365006575 | 373650 | 106575 | Gravity | Storm overflow | 2.1 |  | B | 15 minute | Mains-powered | 2020-09-11 | AMP7 | N | 180 | 162 | E7823 | waste | B15858 | waste | B15859 | waste | B15860 | waste |  | N | - | - | - | - | - | - | - |  |  | 13195 |  |  | 13195C1 | #N/A | #N/A
13198R1 | 13198R | Marnhull WRC Reed Beds SPILL TO STORM | 13198 | WRC |  | South | ST7853617475 | 378536 | 117475 | Gravity | Spill to Storm | 12.2 |  |  |  | Mains-powered | 2021-01-19 | AMP7 | N | 256 | 230.4 | E10016 | waste | B117996 | waste | B117995 | waste | B117994 | waste |  | N | - | - | - | - | - | - | - |  |  | 13198 |  |  | FINE | #N/A | #N/A
13198S1 | 13198S | MARNHULL WRC SSO | 13198 | WRC |  | South | ST7853617475 | 378536 | 117475 |  | Settled storm overflow | 12.2 |  | D | 15 minute | Mains-powered | 2022-03-17 | AMP7 | N | 990 | 891 | E56660 | waste | B153036 | waste | B153037 | waste | B153034 | waste |  | N | - | - | - | - | - | - | - |  | Updated spill and pre-spill levels 21/11/2023. | 13198 |  | tick | 13198S1 | #N/A | #N/A
13199R1 | 13199R | MARNHULL COMMON LANE WRC SPILL TO STORM | 13199 | WRC |  | South | ST7669318097 | 376693 | 118097 | Gravity | Spill to Storm | 40 |  |  |  | Mains-powered | 2023-08-21 | AMP7 | N | 265 | 239 | E7560 | waste | N/A | N/A | N/A | N/A | N/A | N/A |  | N | - | - | - | - | - | - | - |  |  | #N/A |  |  | FINE | #N/A | #N/A
13199S1 | 13199S | MARNHULL COMMON WRC SSO | 13199 | WRC |  | South | ST7669318097 | 376693 | 118097 | Gravity | Settled storm overflow | 40 |  | A | 2 minute | Mains-powered | 2017-07-11 | AMP6 | N | 3074 | 2766 | E7569 | waste2 | B9124 | waste2 | B9125 | waste2 | B9126 | waste2 |  | N | - | - | - | - | - | - | - |  | Updated 21/11/2023 - EB | #N/A |  |  | 13199S1 | #N/A | #N/A
13200R1 | 13200R | MARSHFIELD WRC SPILL TO STORM | 13200 | WRC |  | North | ST7854573198 | 378545 | 173198 | Gravity | Spill to Storm | 12 |  |  |  | Mains-powered | 2021-03-15 | AMP7 | N | 256 | 230.4 | E23721 | waste | B99474 | waste | B99475 | waste | B99476 | waste |  | N | - | - | - | - | - | - | - |  |  | #N/A |  |  | FINE | #N/A | #N/A
13200S1 | 13200S | MARSHFIELD WRC SSO ST1 | 13200 | WRC |  | North | ST7854573198 | 378545 | 173198 | Gravity | Settled storm overflow | 12 |  | A | 2 minute | Mains-powered | 2019-03-18 | AMP6 | N | 1580 | 1422 | E23739 | waste | B99534 | waste | B99536 | waste | N/A | waste |  | N | - | - | - | - | - | - | - |  |  | #N/A |  |  | 13200S1 | #N/A | #N/A
13200S2 | 13200S | MARSHFIELD WRC SSO ST2 | 13200 | WRC |  | North | ST7854573198 | 378545 | 173198 | Gravity | Settled storm overflow | 12 |  | A | 2 minute | Mains-powered | 2019-03-18 | AMP6 | N | 1592 | 1433 | E23740 | waste | B99546 | waste | B99598 | waste | N/A | waste |  | N | - | - | - | - | - | - | - |  |  | #N/A |  |  | FINE | #N/A | #N/A
13201C1 | 13201C | MARTOCK WRC STORM SUMP | 13201 | WRC |  | West | ST4508119345 | 345081 | 119345 | Pumped | Storm overflow | 150 |  | A | 2 minute | Mains-powered | 2017-10-19 | AMP6 | N | 1970 | 1773 | E2021 | waste | B13965 | waste | B13964 | waste | B13966 | waste |  | N | - | - | - | - | - | - | - |  |  | #N/A |  |  | 13201C1 | #N/A | #N/A
13201R1 | 13201R | MARTOCK WRC SPILL TO STORM | 13201 | WRC |  | West | ST4508119345 | 345081 | 119345 | Gravity | Spill to Storm | 69 |  |  |  | Mains-powered | 2020-12-02 | AMP7 | N | 409 | 368 | E98530 | waste | B157854 | waste | B157855 | waste | B157856 | waste |  | N | - | - | - | - | - | - | - |  | Not found in any PRISM mimics. Spills are from O&M | #N/A |  |  | FINE | #N/A | #N/A
13201S1 | 13201S | MARTOCK WRC STORM TANK 1 | 13201 | WRC |  | West | ST4508119345 | 345081 | 119345 | Gravity | Settled storm overflow | 69 |  | A | 2 minute | Battery-powered | 2023-03-07 | AMP7 | N | 2600 | 2340 | E7919 | waste2 | N/A | N/A | N/A | N/A | N/A | N/A |  | Y | 33201 | Off-road | Tank | Site | Tank | Yes |  |  | [6th Nov 23] Changed Spill & Pre-Spill Levels (remeasured). | #N/A |  |  | 13201S1 | #N/A | #N/A
13201S2 | 13201S | MARTOCK WRC SSO | 13201 | WRC |  | West | ST4508119345 | 345081 | 119345 | Gravity | Settled storm overflow | 69 | [5 empty] | AMP7 |  | 50 | 45 | E5131 | waste2
13201Z1 | 13201Z | MARTOCK WRC FINAL EFFULENT EMERGENCY O/F | 13201 | WRC |  | West | ST4508119345 | 345081 | 119345 | Gravity | EO | N/A |  | A | 2 minute | Battery-powered | 2018-03-16 | AMP6 | N | 2000 | 1800 | E5131 | waste2 | N/A | N/A | N/A | N/A | N/A | N/A |  | Y | 13201 | Off-road | Site | Site | Chamber |  |  |  |  | #N/A |  |  | 13201Z1 | #N/A | #N/A
13202R1 | 13202R | MEARE WRC SPILL TO STORM | 13202 | WRC |  | North | ST4507841747 | 345078 | 141747 | Gravity | Spill to Storm | 14.5 |  |  |  | Mains-powered | 2021-10-30 | AMP7 | N | 198 | 178.2 | E10267 | waste | B64631 | waste | B64651 | waste | B64652 | waste |  | N | - | - | - | - | - | - | - |  |  | 13202 |  |  | FINE | #N/A | #N/A
13202S1 | 13202S | MEARE WRC SSO | 13202 | WRC |  | North | ST4507841747 | 345078 | 141747 | Gravity | Settled storm overflow | 14.5 |  | B | 15 minute | Battery-powered | 2020-07-02 09:50 | AMP7 | N | 1770 | 1593 | E5497 | waste2 | N/A | N/A | N/A | N/A | N/A | N/A |  | Y | 13202 | Off-road | Site | Site | Tank |  |  |  |  | 13202 |  |  | 13202S1 | #N/A | #N/A
13204B1 | 13204B | MELKSHAM WRC INLET O/F | 13204 | WRC |  | North | ST8981764060 | 389817 | 164060 |  | Storm/ Emergency | 250 |  | D | 2 minute |  | Not installed | AMP7 | N | [11 empty] | N | - | - | - | - | - | - | - |  | No build | 13204 |  |  | 13204B1 | #N/A | #N/A
13204R1 | 13204R | MELKSHAM WRC SPILL TO STORM | 13204 | WRC |  | North | ST8981764060 | 389817 | 164060 | Gravity | Spill to Storm | 174 |  |  |  | Mains-powered | 2020-10-14 | AMP7 | N | 388 | 349.2 | E9365 | waste | B60504 | waste | B60500 | waste | B60497 | waste |  | N | - | - | - | - | - | - | - |  |  | 13204 |  |  | FINE | #N/A | #N/A
13204S1 | 13204S | MELKSHAM WRC SSO 1 | 13204 | WRC |  | North | ST8981764060 | 389817 | 164060 |  | Settled storm overflow | 174 |  | D | 2 minute |  |  | AMP7 | N | 2286 | 2159 | E8367 | waste2 | [7 empty] | Y | 13204 | [8 empty] | 13204 |  |  | 13204S1 | #N/A | #N/A
13204S2 | 13204S | MELKSHAM WRC SSO 2 | 13204 | WRC |  | North | ST8981764060 | 389817 | 164060 |  | Settled storm overflow | 174 |  | D | 2 minute |  |  | AMP7 | N | 2290 | 2163 | E8366 | waste2 | [7 empty] | Y | 23204 | [8 empty] | Newly added |  |  | FINE | #N/A | #N/A
13205R1 | 13205R | MELLS WRC SPILL TO STORM | 13205 | WRC |  | West | ST7329248902 | 373292 | 148902 | Gravity | Spill to Storm | 4.9 |  |  |  | Mains-powered | 2022-10-31 | AMP7 | N | 1201 | 1080.9 | E4163 | waste | B23831 | waste | B23832 | waste | B23833 | waste |  | N | - | - | - | - | - | - | - |  |  | #N/A |  |  | FINE | #N/A | #N/A
13205S1 | 13205S | MELLS WRC SSO | 13205 | WRC |  | West | ST7329248902 | 373292 | 148902 | Gravity | Settled storm overflow | 4.9 |  | A | 2 minute | Mains-powered | 2017-08-17 | AMP6 | N | 1585 | 1427 | E4165 | waste | B22309 | waste | N/A | waste | N/A | waste |  | N | - | - | - | - | - | - | - |  | [15th Nov 23] Spill Level and Pre-Spill Level updated after resurvey. | #N/A |  |  | 13205S1 | #N/A | #N/A
13207R1 | 13207R | MERE WRC SPILL TO STORM | 13207 | WRC |  | South | ST8125031529 | 381250 | 131529 | Gravity | Spill to Storm | 24.6 |  |  |  | Mains-powered | Not installed | AMP7 | N | N/A | N/A | N/A | N/A | N/A | N/A | N/A | N/A | N/A | N/A |  | N | - | - | - | - | - | - | - |  |  | #N/A |  |  | FINE | #N/A | #N/A
13207S1 | 13207S | MERE WRC SSO ST01 | 13207 | WRC |  | South | ST8125031529 | 381250 | 131529 | Gravity | Settled storm overflow | 24.6 |  | A | 2 minute | Battery-powered | 2018-06-19 | AMP6 | N | 2460 | 2214 | E5169 | waste2 | N/A | N/A | N/A | N/A | N/A | N/A |  | Y | 13207 | Off-road | Site | Site | Tank |  |  |  |  | #N/A |  |  | 13207S1 | #N/A | #N/A
13208C1 | 13208C | MERRIOTT WRC INLET O/F | 13208 | WRC |  | West | ST4518012786 | 345180 | 112786 | Gravity | Storm overflow | 86 |  | A | 2 minute | Mains-powered | 2019-11-01 | AMP6 | N | 280 | 252 | E2047 | waste | B14106 | waste | B14103 | waste | B71268 | waste |  | N | - | - | - | - | - | - | - |  |  | #N/A |  |  | 13208C1 | E2047 | 13208
13208R1 | 13208R | MERRIOTT WRC SPILL TO STORM | 13208 | WRC |  | West | ST4518012786 | 345180 | 112786 | Gravity | Spill to Storm | 35 |  |  |  | Mains-powered | 2020-11-12 | AMP7 | N | 246 | 221.4 | E2048 | waste | B14096 | waste | B14120 | waste | B14121 | waste |  | N | - | - | - | - | - | - | - |  |  | #N/A |  |  | FINE | #N/A | 13208
13208S1 | 13208S | MERRIOTT WRC SSO | 13208 | WRC |  | West | ST4518012786 | 345180 | 112786 | Gravity | Settled storm overflow | 35 |  | A | 2 minute | Mains-powered | 2018-02-15 | AMP6 | N | 3250 | 2925 | E21846 | waste | B14118 | waste | B14117 | waste | B14119 | waste |  | N | - | - | - | - | - | - | - |  |  | #N/A |  |  | 13208S1 | #N/A | 13208
13211C1 | 13211C | MILBORNE PORT WRC INLET O/F | 13211 | WRC | No | West | ST6834217358 | 368342 | 117358 |  | Storm overflow | 41 |  | D | 15 minute |  | 2020-06-19 09:21 | AMP7 | N | [11 empty] | N | - | - | - | - | - | - | - |  | Removed from permits | 13211 |  |  | Engineered out? | #N/A | #N/A
13211R1 | 13211R | MILBORNE PORT WRC SPILL TO STORM | 13211 | WRC |  | West | ST6834217358 | 368342 | 117358 | Gravity | Spill to Storm | 41 |  |  |  | Mains-powered | Not installed | AMP7 | N | N/A | N/A | N/A | N/A | B97563 | waste | N/A | N/A | B97562 | waste |  | N | - | - | - | - | - | - | - | 2024-09-24 | [24th Sep 24] ET: updated spill alarm and LOE | 13211 |  |  | FINE | #N/A | #N/A
13211S1 | 13211S | MILBORNE PORT WRC SSO | 13211 | WRC |  | West | ST6834217358 | 368342 | 117358 | Gravity | Settled storm overflow | 41 |  | D | 15 minute | Battery-powered | 2020-06-19 09:21 | AMP7 | N | 2940 | 2646 | E5481 | waste2 | N/A | N/A | N/A | N/A | N/A | N/A |  | Y | 13211 | Off-road | Site | Site | Tank |  |  |  |  | 13211 |  |  | 13211S1 | #N/A | #N/A
13212R1 | 13212R | MILBORNE ST ANDREW WRC SPILL TO STORM | 13212 | WRC |  | South | SY8036196756 | 380361 | 96756 | Gravity | Spill to Storm | 37 |  |  |  | Mains-powered | 2022-01-06 | AMP7 | N | 321 | 288.9 | E56580 | waste | B152739 | waste | B152738 | waste | B152728 | waste |  | N | - | - | - | - | - | - | - |  |  | #N/A |  |  | FINE | #N/A | #N/A
13212S1 | 13212S | MILBORNE ST ANDREW WRC SSO | 13212 | WRC |  | South | SY8036196756 | 380361 | 96756 | Gravity | Settled storm overflow | 37 |  | A | 2 minute | Battery-powered | 2020-04-23 | AMP6 | N | 1714 | 1542 | E56581 | waste | B152737 | waste | B152736 | waste | B152726 | waste |  | Y | 13212 | Off-road | Site | Site | Tank |  |  |  | Still has a cello on site but doesn’t feed into PRISM | #N/A |  |  | 13212S1 | #N/A | #N/A
13214R1 | 13214R | MILVERTON WRC SPILL TO STORM | 13214 | WRC |  | West | ST1331325912 | 313313 | 125912 | Gravity | Spill to Storm | 15 |  |  |  | Mains-powered | Not installed | AMP7 | N | N/A | N/A | N/A | N/A | N/A | N/A | N/A | N/A | N/A | N/A |  | N | - | - | - | - | - | - | - |  |  | #N/A |  |  | FINE | #N/A | #N/A
13214S1 | 13214S | MILVERTON WRC SSO | 13214 | WRC |  | West | ST1331325912 | 313313 | 125912 | Gravity | Settled storm overflow | 15 |  | A | 2 minute | Mains-powered | 2017-06-28 | AMP6 | N | 960 | 864 | E4712 | waste | B24271 | waste | B24270 | waste | B24272 | waste |  | N | - | - | - | - | - | - | - |  |  | #N/A |  |  | 13214S1 | #N/A | #N/A
13215C1 | 13215C | MINEHEAD WRC INLET O/F 1 | 13215 | WRC |  | West | SS9893945197 | 298939 | 145197 |  |  | 200 | [5 empty] | AMP7 |  | 595 | 536 | E5000 | waste | B10089 | waste | B10090 | waste | B10088 | waste
13215C2 | 13215C | MINEHEAD WRC INLET O/F 2 | 13215 | WRC |  | West | SS9893945197 | 298939 | 145197 |  |  | 200 | [5 empty] | AMP7 |  | 350 | 315 | E5001 | waste | B10086 | waste |  | waste | B10087 | waste
13215R1 | 13215R | MINEHEAD WRC SPILL TO STORM | 13215 | WRC |  | West | SS9893945197 | 298939 | 145197 | Gravity | Spill to Storm | 200 |  |  | 15 minute | Mains-powered |  | AMP7 | N | 4384 | 3921 | E26695 | waste | B24473 | waste | N/A | N/A | B24476 | waste |  | N | - | - | - | - | - | - | - | 2024-09-24 | [24th Sep 24] ET: new entry, can't find installation date | 13215 |  |  | FINE | #N/A | #N/A
13215S1 | 13215S | MINEHEAD WRC STORM TANK 1 | 13215 | WRC |  | West | SS9893945197 | 298939 | 145197 |  |  | 200 | [5 empty] | AMP7 |  | 2857 | 2571 | E50904 | waste | B43631 | waste | B43632 | waste | B43633 | waste
13215S2 | 13215S | MINEHEAD WRC STORM TANK 2 | 13215 | WRC |  | West | SS9893945197 | 298939 | 145197 |  |  | 200 | [5 empty] | AMP7 |  | 2844 | 2660 | E50905 | waste | B43634 | waste | B43635 | waste | B43636 | waste
13215S3 | 13215S | MINEHEAD WRC STORM TANK 3 | 13215 | WRC |  | West | SS9893945197 | 298939 | 145197 |  |  | 200 | [5 empty] | AMP7 |  | 2974 | 2677 | E50906 | waste | B43637 | waste | B43638 | waste | B43639 | waste
13215S4 | 13215S | MINEHEAD WRC STORM TANK 4 | 13215 | WRC |  | West | SS9893945197 | 298939 | 145197 |  |  | 200 | [5 empty] | AMP7 |  | 2972 | 2675 | E50907 | waste | B43640 | waste | B43641 | waste | B43642 | waste
13215S5 | 13215S | MINEHEAD HEADWORKS WRC SSO | 13215 | WRC |  | West | SS9893945197 | 298939 | 145197 | Gravity | Settled storm overflow | 200 |  | A | 2 minute | Mains-powered | 2011-02-17 | AMP5 | N | 0.1 l/s | N/A | E8995 | waste | B43604 | waste | N/A | waste | B605 | waste |  | N | - | - | - | - | - | - | - |  | Date added by MH from O&M manuals | 13215 | Being Revisited |  | 13215S1 | #N/A | #N/A
13216E1 | 13216E | MONKTON DEVERILL HIGH STREET SPS | 13216 | SPS |  | North | ST8554237503 | 385542 | 137503 | Gravity | EO | N/A |  |  |  | Mains-powered |  | AMP7 | Y | 2880 | 2592 | E26050 | waste | B45305 | waste | N/A | waste | N/A | waste |  | N | - | - | - | - | - | - | - |  |  | #N/A |  |  | 13216E1 | E26050 | 13216
13219R1 | 13219R | NETHER STOWEY WRC SPILL TO STORM | 13219 | WRC |  | West | ST2095940250 | 320959 | 140250 | Gravity | Spill to Storm | 26.7 |  |  |  | Mains-powered | Not installed | AMP7 | N | N/A | N/A | N/A | N/A | N/A | N/A | N/A | N/A | N/A | N/A |  | N | - | - | - | - | - | - | - |  |  | #N/A |  |  | FINE | #N/A | #N/A
13219S1 | 13219S | NETHER STOWEY WRCSSO | 13219 | WRC |  | West | ST2095940250 | 320959 | 140250 | Gravity | Settled storm overflow | 26.7 |  | A | 2 minute | Mains-powered | 2019-03-26 | AMP6 | N | 2258 | 2032 | E20574 | waste | B97942 | waste | B97943 | waste | N/A | waste |  | N | - | - | - | - | - | - | - |  |  | #N/A |  |  | 13219S1 | #N/A | #N/A
13221R1 | 13221R | NORTH CADBURY WRC SPILL TO STORM | 13221 | WRC |  | West | ST6287427341 | 362874 | 127341 | Gravity | Spill to Storm | 5.5 |  |  |  | Mains-powered | 2021-05-14 | AMP7 | N | 1015 | 913.5 | E3395 | waste | B36009 | waste | B36008 | waste | B36010 | waste |  | N | - | - | - | - | - | - | - |  |  | #N/A |  |  | FINE | #N/A | #N/A
13221S1 | 13221S | NORTH CADBURY WRC SSO | 13221 | WRC |  | West | ST6287427341 | 362874 | 127341 | Gravity | Settled storm overflow | 5.5 |  | A | 2 minute | Mains-powered | 2019-03-06 | AMP6 | N | 1800 | 1620 | E3391 | waste | B19541 | waste | B19542 | waste | B19535 | waste |  | N | - | - | - | - | - | - | - |  |  | #N/A |  |  | 13221S1 | #N/A | #N/A
13222R1 | 13222R | NORTH NIBLEY WRC SPILL TO STORM | 13222 | WRC |  | North | ST7317696890 | 373176 | 196890 | Gravity | Spill to Storm | 14 |  |  |  | Mains-powered | 2020-08-21 | AMP7 | N | 200 | 180 | E1101 | waste | B10347 | waste | B10346 | waste | B10348 | waste |  | N | - | - | - | - | - | - | - |  |  | #N/A |  |  | FINE | #N/A | #N/A
13222S1 | 13222S | NORTH NIBLEY WRC SSO | 13222 | WRC |  | North | ST7317696890 | 373176 | 196890 | Gravity | Settled storm overflow | 14 |  | A | 2 minute | Battery-powered | 2018-07-09 | AMP6 | N | 700 | 630 | E5225 | waste2 | N/A | N/A | N/A | N/A | N/A | N/A |  | Y | 13222 | Off-road | Site | Site | Tank |  |  |  |  | #N/A |  |  | 13222S1 | #N/A | #N/A
13223R1 | 13223R | NORTH PETHERTON WRC SPILL TO STORM | 13223 | WRC |  | West | ST2997732770 | 329977 | 132770 | Gravity | Spill to Storm | 31 |  |  | 15 minute | Mains-powered | Not installed | AMP7 | N | N/A | N/A | N/A | N/A | B164788 | waste | N/A | N/A | B164789 | waste |  | N | - | - | - | - | - | - | - | 2024-09-24 | [24th Sep 24] ET: updated spill alarm and LOE | #N/A |  |  | FINE | #N/A | #N/A
13223S1 | 13223S | NORTH PETHERTON WRC SSO | 13223 | WRC |  | West | ST2997732770 | 329977 | 132770 | Gravity | Settled storm overflow | 31 |  | A | 2 minute | Battery-powered | 2017-02-16 | AMP6 | N | 1470 | 1323 | E20066 | waste2 | N/A | N/A | N/A | N/A | N/A | N/A |  | Y | 13223 | Off-road | Site | Site | Tank |  |  |  |  | #N/A |  |  | 13223S1 | #N/A | #N/A
13226R1 | 13226R | NORTON ST PHILIP WRC SPILL TO STORM | 13226 | WRC |  | North | ST7678056077 | 376780 | 156077 | Gravity | Spill to Storm | 11 |  |  |  | Mains-powered | Not installed | AMP7 | N | 173 | 156 | E12329 | waste | B67756 | N/A | B67765 | N/A | B67757 | N/A |  | N | - | - | - | - | - | - | - |  |  | 13226 |  |  | FINE | #N/A | #N/A
13226S1 | 13226S | NORTON ST PHILIP WRC SSO | 13226 | WRC |  | North | ST7678056077 | 376780 | 156077 |  | Settled storm overflow | 11 |  | B | 15 minute | Mains-powered | 2021-07-28 | AMP7 | N | 2529 | 2276 | E12328 | waste | B67754 | waste | B67755 | waste | B67753 | waste |  | N | - | - | - | - | - | - | - | 2024-07-17 | [17th Jul 24] EW: Updated Spill and Pre-Spill Levels. | 13226 |  |  | 13226S1 | #N/A | #N/A
13227C1 | 13227C | NUNNEY WRC STORM SUMP | 13227 | WRC |  | North | ST7360046472 | 373600 | 146472 | Gravity | Storm overflow | 10.1 |  | Unknown | Unknown | Mains-powered | 2019-12-18 | AMP6 | N | 1830 | 1647 | E4174 | waste | B22348 | waste | B22349 | waste | B22359 | waste |  | N | - | - | - | - | - | - | - |  |  | #N/A |  |  | Change to S? | #N/A | #N/A
13227R1 | 13227R | NUNNEY WRC SPILL TO STORM | 13227 | WRC |  | North | ST7360046472 | 373600 | 146472 | Gravity | Spill to Storm | 10.1 |  |  |  | Mains-powered | 2020-10-29 | AMP7 | N | 168 | 151.2 | E4175 | waste | B88145 | waste | B88146 | waste | B88147 | waste |  | N | - | - | - | - | - | - | - |  |  | #N/A |  |  | FINE | #N/A | #N/A
13227S1 | 13227S | NUNNEY WRC SSO | 13227 | WRC |  | North | ST7360046472 | 373600 | 146472 | Gravity | Settled storm overflow | 10.1 |  | A | 2 minute | Mains-powered | 2019-12-18 | AMP6 | N | 2695 | 2426 | E4173 | waste | B22351 | waste | B22350 | waste | B22362 | waste |  | N | - | - | - | - | - | - | - |  |  | #N/A |  |  | 13227S1 | #N/A | #N/A
13229R1 | 13229R | OAKHILL WRC SPILL TO STORM | 13229 | WRC |  | West | ST6500048353 | 365000 | 148353 | Gravity | Spill to Storm | 13 |  |  |  | Mains-powered | 2021-01-08 | AMP7 | N | 220 | 198 | E4189 | waste | B22404 | waste | B22403 | waste | B22405 | waste |  | N | - | - | - | - | - | - | - |  |  | #N/A |  |  | FINE | #N/A | #N/A
13229S1 | 13229S | OAKHILL WRC SSO | 13229 | WRC |  | West | ST6500048353 | 365000 | 148353 | Gravity | Settled storm overflow | 13 |  | A | 2 minute | Mains-powered | 2019-04-09 | AMP6 | N | 1685 | 1517 | E4188 | waste | B22390 | waste | B22378 | waste | B22397 | waste |  | N | - | - | - | - | - | - | - |  |  | #N/A |  |  | 13229S1 | #N/A | #N/A
13231S1 | 13231S | OVER STRATTON WRC SSO | 13231 | WRC |  | West | ST4387114784 | 343871 | 114784 |  | Settled storm overflow | 2.5 |  | B | 15 minute | Mains-powered | 2020-08-04 | AMP7 | N | 1495 | 1345.5 | E2066 | waste | B14172 | waste | B14173 | waste | B14174 | waste |  | N | - | - | - | - | - | - | - |  |  | 13231 |  |  | 13231S1 | #N/A | #N/A
13232R1 | 13232R | PALMERSFORD WRC SPILL TO STORM | 13232 | WRC |  | South | SU1006500589 | 410065 | 100589 | Gravity | Spill to Storm | 452 |  |  |  | Mains-powered | 2024-03-28 | AMP7 | N | 1260 | 1200 | E8716 | waste | B161698 | waste | B161697 | waste | B161699 | waste |  | N | - | - | - | - | - | - | - |  |  | 13232 |  |  | FINE | #N/A | #N/A
13232S1 | 13232S | PALMERSFORD WRC SSO ST1 | 13232 | WRC |  | South | SU1006500589 | 410065 | 100589 | Gravity | Settled storm overflow | 452 |  | A | 2 minute | Mains-powered | 2011-03-30 | AMP5 | N | 4190 | 3771 | E18885 | waste | B49928 | waste | B49929 | waste | B49996 | waste |  | N | - | - | - | - | - | - | - |  | Date added by MH from O&M manuals | 13232 | DONE |  | 13232S1 | #N/A | #N/A
13232S2 | 13232S | PALMERSFORD WRC SSO ST2 | 13232 | WRC |  | South | SU1006500589 | 410065 | 100589 | Gravity | Settled storm overflow | 452 |  | A | 2 minute | Mains-powered | 2011-03-30 | AMP5 | N | 4970 | 4473 | E33145 | waste | B49931 | waste | B49932 | waste | B49997 | waste |  | N | - | - | - | - | - | - | - |  | Date added by MH from O&M manuals | 13232 | DONE |  | FINE | #N/A | #N/A
13232S3 | 13232S | PALMERSFORD WRC SSO ST3 | 13232 | WRC |  | South | SU1006500589 | 410065 | 100589 | Gravity | Settled storm overflow | 452 |  | A | 2 minute | Mains-powered | 2011-03-30 | AMP5 | N | 4560 | 4104 | E33146 | waste | B49934 | waste | B49935 | waste | B49998 | waste |  | N | - | - | - | - | - | - | - |  | Date added by MH from O&M manuals | 13232 | DONE |  | FINE | #N/A | #N/A
13233C1 | 13233C | PARBROOK WRC INLET O/F | 13233 | WRC |  | West | ST5665536605 | 356655 | 136605 | Gravity | Storm overflow | 0.7 |  | B | 15 minute | Battery-powered | 2018-12-03 | AMP6 | N | 2240 | 2016 | E5386 | waste2 | N/A | N/A | N/A | N/A | N/A | N/A |  | Y | 13233 | Off-road | Site | Site | Sump |  |  |  | [12th Jan 23] Spill & Pre-Spill Levels changed on 3rd Jan 2023 from Spill: 2390 --> 2240mm and Pre-Spil: 2151 --> 2016mm. | #N/A |  |  | 13233C1 | #N/A | #N/A
13235R1 | 13235R | PAULTON WRC SPILL TO STORM | 13235 | WRC |  | North | ST6558557530 | 365585 | 157530 | Gravity | Spill to Storm | 72.3 |  |  |  | Mains-powered | 2022-08-16 | AMP7 | N | 320 | 288 | E96481 | waste | B154608 | waste | B154607 | waste | B154606 | waste |  | N | - | - | - | - | - | - | - |  |  | #N/A |  |  | FINE | #N/A | #N/A
13235S1 | 13235S | PAULTON WRC SSO TANK 7 | 13235 | WRC |  | North | ST6558557530 | 365585 | 157530 | Gravity | Settled storm overflow | 72.3 |  | A | 2 minute | Mains-powered | 2017-08-31 | AMP6 | N | 1870 | 1683 | E1720 | waste | B52531 | waste | N/A | waste | N/A | waste |  | N | - | - | - | - | - | - | - |  | Updated Spill Levels on-site on 2nd Nov 2021 and then 18th Nov 2021. | #N/A |  |  | 13235S1 | #N/A | #N/A
13235S2 | 13235S | PAULTON WRC SSO TANK 8 | 13235 | WRC |  | North | ST6558557530 | 365585 | 157530 | Gravity | Settled storm overflow | 72.3 |  | A | 2 minute | Mains-powered | 2017-08-31 | AMP6 | N | 1850 | 1665 | E1721 | waste | B52532 | waste | N/A | waste | N/A | waste |  | N | - | - | - | - | - | - | - |  | Updated Spill Levels on-site on 2nd Nov 2021 and then 18th Nov 2021. | #N/A |  |  | FINE | #N/A | #N/A
13235S3 | 13235S | PAULTON WRC SSO TANK 9 | 13235 | WRC |  | North | ST6558557530 | 365585 | 157530 | Gravity | Settled storm overflow | 72.3 |  | A | 2 minute | Mains-powered | 2017-08-31 | AMP6 | N | 1741 | 1567 | E1722 | waste | B52533 | waste | N/A | waste | N/A | waste |  | N | - | - | - | - | - | - | - | 2024-05-22 | Temporarily changed Spill Level between 2nd and 18th Nov 2021 - a mix-up between the Storm Tanks that needed to be changed. [22nd May 24] EW: Changed Spill and Pre-Spill Levels. | #N/A |  |  | FINE | #N/A | #N/A
13237R1 | 13237R | PEWSEY WRC SPILL TO STORM | 13237 | WRC |  | North | SU1564859411 | 415648 | 159411 | Gravity | Spill to Storm | 50.8 |  |  |  | Mains-powered | 2021-02-03 | AMP7 | N | 1265 | 1138.5 | E30473 | waste | B100886 | waste | B100887 | waste | B100888 | waste |  | N | - | - | - | - | - | - | - |  |  | #N/A |  |  | FINE | #N/A | #N/A
13237S1 | 13237S | PEWSEY WRC SSO | 13237 | WRC |  | North | SU1564859411 | 415648 | 159411 | Gravity | Settled storm overflow | 50.8 |  | A | 2 minute | Mains-powered | 2020-03-09 | AMP6 | N | 2270 | 2043 | E12731 | waste | B69450 | waste | B105466 | waste | B105467 | waste |  | N | - | - | - | - | - | - | - |  |  | #N/A |  |  | 13237S1 | #N/A | #N/A
13239R1 | 13239R | PILTON WRC SPILL TO STORM | 13239 | WRC |  | West | ST5844740529 | 358447 | 140529 | Gravity | Spill to Storm | 4.2 |  |  |  | Mains-powered | 2023-11-16 | AMP7 | N | 66 | 59 | E53302 | waste | B149770 | waste | B149768 | waste | N/A | N/A |  | N | - | - | - | - | - | - | - |  |  | #N/A |  |  | FINE | #N/A | #N/A
13239S1 | 13239S | PILTON WRC SSO | 13239 | WRC |  | West | ST5844740529 | 358447 | 140529 | Gravity | Settled storm overflow | 4.2 |  | A | 2 minute | Mains-powered | 2019-01-08 | AMP6 | N | 855 | 769 | E6348 | waste | B28144 | waste | B28145 | waste | B28146 | waste |  | N | - | - | - | - | - | - | - |  |  | #N/A |  |  | 13239S1 | #N/A | #N/A
13241X1 | 13241X | PODIMORE WRC | 13241 | WRC |  | West | [33 empty] | Unpermitted overflow. Alarm for investigation to see whether it needs a permit.
13242B1 | 13242B | POOLE CABOT LANE WRC INLET O/F | 13242 | WRC |  | South | SZ0087393637 | 400873 | 93637 | Gravity | Storm/ Emergency | 3000 |  | A | 2 minute | Mains-powered | 2011-03-09 | AMP5 | N | 5600 | 5040 | E33134 | waste | B79065 | waste | B79066 | waste | B79068 | waste |  | N | - | - | - | - | - | - | - |  | Date added by MH from O&M manuals | 13242 | Being Revisited |  | 13242B1 | #N/A | #N/A
13242R1 | 13242R | POOLE WRC SPILL TO STORM | 13242 | WRC |  | South | SZ0087393637 | 400873 | 93637 | Gravity | Spill to Storm | 1220 |  |  |  | Mains-powered | 2021-08-16 | AMP7 | N | 910 | 819 | E32759 | waste | B152018 | waste | B152019 | waste | B152017 | waste |  | N | - | - | - | - | - | - | - |  |  | 13242 |  |  | FINE | #N/A | #N/A
13242S1 | 13242S | POOLE CABOT LANE WRC SSO | 13242 | WRC |  | South | SZ0087393637 | 400873 | 93637 | Gravity | Settled storm overflow | 1220 |  | A | 2 minute | Mains-powered | 2011-03-09 | AMP5 | N | 2378 | 2140 | E33135 | waste | B79069 | waste | B79070 | waste | B79072 | waste |  | N | - | - | - | - | - | - | - | 2024-07-11 | Date added by MH from O&M manuals [11th Jul 24] EW: awaiting confirmation of Spill Level. | 13242 | Being Revisited |  | 13242S1 | #N/A | #N/A
13243C1 | 13243C | PORTBURY WHARF WRC INLET O/F | 13243 | WRC |  | West | ST4881677201 | 348816 | 177201 | Gravity | Storm overflow | 180 |  | A | 2 minute | Mains-powered | 2011-01-18 | AMP5 | N | 5490 | 4951 | E11532 | waste | B63182 | waste | B63181 | waste | B63183 | waste |  | N | - | - | - | - | - | - | - |  | Date added by MH from O&M manuals. No Storm Storage site. | 13243 | Being Revisited |  | Change to C | #N/A | #N/A
13243R1 | 13243R | PORTBURY WHARF WRC SPILL TO STORM | 13243 | WRC | No | West | ST4881677201 | 348816 | 177201 | Gravity | Spill to Storm | 180 |  |  |  | Mains-powered | 2021-01-29 | AMP7 | N | N/A | N/A | N/A | N/A | N/A | N/A | N/A | N/A | N/A | N/A |  | N | - | - | - | - | - | - | - |  | Been removed as it is not spill to storm. | 13243 |  |  | FINE | #N/A | #N/A
13244R1 | 13244R | POTTERNE WRC SPILL TO STORM | 13244 | WRC |  | North | ST9886858847 | 398868 | 158847 | Gravity | Spill to Storm | 175 |  |  |  | Mains-powered | 2021-09-09 | AMP7 | N | 434 | 390.6 | E1281 | waste | B10978 | waste | B10995 | waste | B10996 | waste |  | N | - | - | - | - | - | - | - |  |  | #N/A |  |  | FINE | #N/A | #N/A
13244S1 | 13244S | POTTERNE WRC SSO | 13244 | WRC |  | North | ST9886858847 | 398868 | 158847 | Gravity | Settled storm overflow | 175 |  | B | 15 minute | Battery-powered | 2018-07-17 | AMP6 | N | 2930 | 2637 | E5236 | waste2 | N/A | N/A | N/A | N/A | N/A | N/A |  | Y | 13244 | Off-road | Site | Site | Tank |  |  |  |  | #N/A |  |  | 13244S1 | #N/A | #N/A
13246S1 | 13246S | POYNTINGTON WRC SSO | 13246 | WRC |  | South | ST6534519824 | 365345 | 119824 | Gravity | Settled storm overflow | 2 |  | A | 2 minute | Battery-powered | 2018-09-03 | AMP6 | N | 525 | 473 | E5284 | waste2 | N/A | N/A | N/A | N/A | N/A | N/A |  | Y | 13246 | Off-road | Site | Site | Tank |  |  |  |  | #N/A |  |  | 13246S1 | #N/A | #N/A
13248R1 | 13248R | PUCKLECHURCH WRC SPILL TO STORM | 13248 | WRC |  | North | ST7112875727 | 371128 | 175727 | Gravity | Spill to Storm | 15.6 |  |  |  | Mains-powered | 2020-10-29 | AMP7 | N | 190 | 171 | E13747 | waste | B11925 | waste | B11926 | waste | B11927 | waste |  | N | - | - | - | - | - | - | - |  |  | #N/A |  |  | FINE | #N/A | #N/A
13248S1 | 13248S | PUCKLECHURCH WRC SSO | 13248 | WRC |  | North | ST7112875727 | 371128 | 175727 | Gravity | Settled storm overflow | 15.6 |  | A | 2 minute | Mains-powered | 2017-07-11 | AMP6 | N | 230 | 207 | E1534 | waste | B11924 | waste | N/A | waste | N/A | waste |  | N | - | - | - | - | - | - | - |  |  | #N/A |  |  | 13248S1 | #N/A | #N/A
13249R1 | 13249R | PUDDLETOWN WRC SPILL TO STORM | 13249 | WRC |  | South | SY7508894975 | 375088 | 94975 | Gravity | Spill to Storm | 12 |  |  |  | Mains-powered | 2021-08-11 | AMP7 | N | 182 | 163.8 | E35557 | waste | B117949 | waste | B117950 | waste | B117951 | waste |  | N | - | - | - | - | - | - | - |  |  | 13249 |  |  | FINE | #N/A | #N/A
13249S1 | 13249S | PUDDLETOWN WRC STORM TANK | 13249 | WRC |  | South | SY7508894975 | 375088 | 94975 | Gravity | Storm overflow | 12 |  | B | 15 minute | Mains-powered | 2021-02-08 | AMP7 | N | 2360 | 2124 | E35555 | waste | B117945 | waste | B117946 | waste | B117947 | waste |  | N | - | - | - | - | - | - | - |  |  | 13249 |  |  | Send this to Dave Penn | #N/A | #N/A
13250R1 | 13250R | PUNCKNOWLE WRC SPILL TO STORM | 13250 | WRC |  | South | SY5362489126 | 353624 | 89126 | Gravity | Spill to Storm | 14 |  |  |  | Mains-powered | 2020-11-06 | AMP7 | N | 607 | 546.3 | E56195 | waste | B151066 | waste | B151067 | waste | B151068 | waste |  | N | - | - | - | - | - | - | - |  |  | #N/A |  |  | FINE | #N/A | #N/A
13250S1 | 13250S | PUNCKNOWLE WRC SSO | 13250 | WRC |  | South | SY5362489126 | 353624 | 89126 | Gravity | Settled storm overflow | 14 |  | B | 15 minute | Mains-powered | 2019-04-02 | AMP6 | N | 2855 | 2500 | E56196 | waste | B151069 | waste | B151070 | waste | B151071 | waste |  | N | - | - | - | - | - | - | - |  | Cello reomved 2019- are these signals still correct? | #N/A |  |  | 13250S1 | #N/A | #N/A
13252A1 | 13252A | RADSTOCK WRC SCREW SUMP O/F | 13252 | WRC |  | North | ST6999655205 | 369996 | 155205 | Gravity | Storm/ Emergency | 320 |  | A | 2 minute | Mains-powered | 2019-02-26 | AMP6 | N | 3035 | 2731 | E1735 | waste | B12733 | waste | B12732 | waste | B12739 | waste |  | N | - | - | - | - | - | - | - |  |  | #N/A |  |  | 13252A1 | E1735 | 13252
13252B1 | 13252B | RADSTOCK WRC INLET SUMP O/F | 13252 | WRC |  | North | ST6999655205 | 369996 | 155205 | Gravity | Storm/ Emergency | 320 |  | A | 2 minute | Mains-powered | 2019-03-18 | AMP6 | N | 4280 | 3852 | E1744 | waste | B12731 | waste | B12730 | waste | B12738 | waste |  | N | - | - | - | - | - | - | - |  |  | #N/A |  |  | 13252B1 | E1744 | 13252
13252R1 | 13252R | RADSTOCK WRC SPILL TO STORM TANKS | 13252 | WRC |  | North | ST6999655205 | 369996 | 155205 | Gravity | Spill to Storm | 163 |  |  |  | Mains-powered | 2021-06-11 | AMP7 | N | 341 | 306.9 | E56543 | waste | B12607 | waste | B12608 | waste | B12609 | waste |  | N | - | - | - | - | - | - | - |  |  | #N/A |  |  | FINE | E56543 | 13252
13252S1 | 13252S | RADSTOCK WRC SSO ST1 | 13252 | WRC |  | North | ST6999655205 | 369996 | 155205 | Gravity | Settled storm overflow | 163 |  | A | 2 minute | Battery-powered | 2019-03-26 | AMP6 | N | 2250 | 2025 | E1578 | waste2 | N/A | N/A | N/A | N/A | N/A | N/A |  | Y | 13252 | Off-road | Site | Site | Tank |  |  |  |  | #N/A |  |  | 13252S1 | E1578 | 13252
13252S2 | 13252S | RADSTOCK WRC SSO ST2 | 13252 | WRC |  | North | ST6999655205 | 369996 | 155205 | Gravity | Settled storm overflow | 163 |  | A | 2 minute | Battery-powered | 2019-03-26 | AMP6 | N | 2280 | 2052 | E1577 | waste2 | N/A | N/A | N/A | N/A | N/A | N/A |  | Y | 43252 | Off-road | Site | Site | Tank |  |  |  |  | #N/A |  |  | FINE | E1577 | 13252
13253R1 | 13253R | RATFYN WRC SPILL TO STORM | 13253 | WRC |  | South | SU1581242881 | 415812 | 142881 | Gravity | Spill to Storm | 112.7 |  |  |  | Mains-powered | 2022-02-09 | AMP7 | N | 1405 | 1264.5 | E9438 | waste | B47504 | waste | N/A | waste | B47505 | waste |  | N | - | - | - | - | - | - | - |  |  | 13253 |  |  | FINE | #N/A | #N/A
13253S1 | 13253S | RATFYN WRC SSO | 13253 | WRC |  | South | SU1581242881 | 415812 | 142881 | Gravity | Settled storm overflow | 112.7 |  | D | 2 minute | Battery-powered | 2020-07-02 14:30 | AMP7 | N | 1940 | 1746 | E5484 | waste2 | N/A | N/A | N/A | N/A | N/A | N/A |  | Y | 13253 | Off-road | Site | Site | Tank |  |  |  |  | 13253 |  |  | 13253S1 | #N/A | #N/A
13254R1 | 13254R | REDWICK WRC SPILL TO STORM | 13254 | WRC |  | North | ST5480886191 | 354808 | 186191 | Pumped | Spill to Storm | 60 |  |  |  | Mains-powered | Unknown | AMP7 | N | N/A | N/A | N/A | N/A | B8489 | waste | N/A | N/A | N/A | N/A |  | N | - | - | - | - | - | - | - | 2024-07-09 | [9th Jul 24] EW: Updated EDM Pumped Spill to Storm DB address and type of operation. | Newly addded |  |  | FINE | #N/A | #N/A
13254S1 | 13254S | REDWICK WRC STORM TANK | 13254 | WRC |  | North | ST5480886191 | 354808 | 186191 | Gravity | Settled storm overflow | 60 |  | Unknown | Unknown | Mains-powered | 2022-07-19 | AMP7 | N | 600 | 540 | E1126 | waste | B10402 | waste | B8488 | waste | B10435 | waste |  | N | - | - | - | - | - | - | - |  | Add to storm harvester | Newly addded |  |  | 13254S1 | #N/A | #N/A
13255R1 | 13255R | RINGWOOD WRC SPILL TO STORM | 13255 | WRC |  | South | SU1508103505 | 415081 | 103505 | Gravity | Spill to Storm | 132 |  |  |  | Mains-powered | Not installed | AMP7 | N | 100 | 90 | E18889 | waste | N/A | N/A | N/A | N/A | N/A | N/A |  | N | - | - | - | - | - | - | - |  |  | 13255 |  |  | FINE | #N/A | #N/A
13255S1 | 13255S | RINGWOOD WRC SSO | 13255 | WRC |  | South | SU1508103505 | 415081 | 103505 | Gravity | Settled storm overflow | 132 |  | D | 2 minute | Mains-powered | 2020-10-27 | AMP7 | N | 50 | 45 | E9344 | waste | B46974 | waste | N/A | waste | B46992 | waste |  | N | - | - | - | - | - | - | - |  |  | 13255 |  |  | 13255S1 | #N/A | #N/A
13255S2 | 13255S | RINGWOOD WRC Storm Tank 4 | 13255 | WRC |  | South | SU1508103505 | 415081 | 103505 | Gravity | Settled storm overflow | 132 |  | D | 2 minute | Battery-powered | 2023-09-07 | AMP7 | N | 2995 | 2696 | E5049 | waste2 | N/A | N/A | N/A | N/A | N/A | N/A |  | Y | 13255
13255S3 | 13255S | RINGWOOD WRC Storm Tank 5 | 13255 | WRC |  | South | SU1508103505 | 415081 | 103505 | Gravity | Settled storm overflow | 132 |  | D | 2 minute | Battery-powered | 2023-09-07 | AMP7 | N | 2920 | 2628 | E5057 | waste2 | N/A | N/A | N | N/A | N/A | N/A |  | Y | 23255
13255S4 | 13255S | RINGWOOD WRC Storm Tank 3 [new capital scheme] | 13255 | WRC |  | South | SU1508103505 | 415081 | 103505 | Gravity | Settled storm overflow | 132 |  | D | 2 minute | Mains-powered |  | AMP7 | N | 2242 | 2018 | E18888 | waste | B94433 | waste | B94432 | waste | B94431 | waste
13256R1 | 13256R | RODE WRC STORM DIVERSION EDM | 13256 | WRC |  | North | ST8045654592 | 380456 | 154592 | Gravity | Spill to Storm | 8 |  |  |  | Mains-powered | 2022-01-12 | AMP7 | N | 396 | 356.4 | E6815 | waste2 | B7370 | waste2 | B7369 | waste2 | B7368 | waste2 |  | N | - | - | - | - | - | - | - | 2024-09-30 | [30th Sep 24] ET: changed FPF from 6.1 to 8.0] | #N/A |  |  | FINE | #N/A | #N/A
13256S1 | 13256S | RODE WRC SSO ST1 | 13256 | WRC |  | North | ST8045654592 | 380456 | 154592 | Gravity | Settled storm overflow | 8 |  | A | 2 minute | Mains-powered | 2020-03-24 | AMP6 | N | 1020 | 918 | E4216 | waste | B62147 | waste | B62146 | waste | B62148 | waste |  | N | - | - | - | - | - | - | - | 2024-09-30 | [25th Oct 22] EW: Storm Tank 1 alarm settings changed at some point. Detected this today and updated EDM Asset Register. [30th Sep 24] ET: changed FPF from 6.1 to 8.0] | #N/A |  |  | 13256S1 | #N/A | #N/A
13256S2 | 13256S | RODE WRC SSO ST2 | 13256 | WRC |  | North | ST8045654592 | 380456 | 154592 | Gravity | Settled storm overflow | 8 |  | A | 2 minute | Mains-powered | 2020-03-24 | AMP6 | N | 1838 | 1654 | E4217 | waste | B22475 | waste | B62149 | waste | B22476 | waste |  | N | - | - | - | - | - | - | - | 2024-09-30 | [30th Sep 24] ET: changed FPF from 6.1 to 8.0] | #N/A |  |  | FINE | #N/A | #N/A
13257R1 | 13257R | ROWDE WRC SPILL TO STORM | 13257 | WRC |  | North | ST9682062728 | 396820 | 162728 | Gravity | Spill to Storm | 31.5 |  |  |  | Mains-powered | 2022-01-19 | AMP7 | N | 180 | 162 | E7024 | waste2 | B7912 | waste2 | B7913 | waste2 | B7911 | waste2 |  | N | - | - | - | - | - | - | - |  |  | #N/A |  |  | FINE | #N/A | #N/A
13257S1 | 13257S | ROWDE WRC SSO | 13257 | WRC |  | North | ST9682062728 | 396820 | 162728 | Gravity | Settled storm overflow | 31.5 |  | A | 2 minute | Battery-powered | 2018-07-12 | AMP6 | N | 2000 | 1800 | E5232 | waste2 | N/A | N/A | N/A | N/A | N/A | N/A |  | Y | 43257 | Off-road | Site | Site | Chamber | Yes |  |  |  | #N/A |  |  | 13257S1 | #N/A | #N/A
13257X1 | 13257X | ROWDE WICK FARM SYPHON | 13257 | WRC |  | North | ST9682062728 | 396820 | 162728 |  | Non-EDM | N/A |  |  |  | Battery-powered | 2017-10-26 | Non-EDM | N | 450 | 405 | E5006 | waste2 | N/A | N/A | N/A | N/A | N/A | N/A |  | Y | 13257 | Off-road | Grass | In chamber |  | Yes |  |  |  | #N/A |  |  | FINE | #N/A | #N/A
13258R1 | 13258R | SALISBURY (PETERSFINGER) WRC SPILL TO STORM | 13258 | WRC |  | South | SU1597728740 | 415977 | 128740 | Pumped | Spill to Storm | 492 |  |  |  | Mains-powered | 2021-07-23 | AMP7 | N | 2500 | N/A | E13326 | waste | EDM ALARMS: B72816 Storm Pumps: B72701, B72717, B72733, B72749 | waste | N/A | waste | N/A | waste |  | N | - | - | - | - | - | - | - |  |  | 13258 |  |  | FINE | #N/A | #N/A
13258S1 | 13258S | SALISBURY WRC SSO | 13258 | WRC |  | South | SU1597728740 | 415977 | 128740 |  | Settled storm overflow | 492 |  | D | 2 minute | Mains-powered | 2020-09-22 | AMP7 | N | 3400 | 3060 | E52483 | waste | B50784 | waste | B50785 | waste | B50786 | waste |  | N | - | - | - | - | - | - | - |  |  | 13258 |  |  | 13258S1 | #N/A | #N/A
13260R1 | 13260R | SANDHILL PARK WRC SPILL TO STORM | 13260 | WRC |  | West | ST1575729153 | 315757 | 129153 | Gravity | Spill to Storm | 5.1 |  |  |  | Mains-powered | 2020-09-15 | AMP7 | N | 101 | 90 | E17456 | waste | B136687 | waste | N/A | waste | B166689 | waste |  | N | - | - | - | - | - | - | - | 2024-09-25 | [25th Sept 24] EW: updated Spill/Pre-Spill Levels and signal & alarm DB Addresses following equipment changes by AMP7 Project Team. | #N/A |  |  | FINE | #N/A | #N/A
13260S1 | 13260S | SANDHILL PARK WRC SSO | 13260 | WRC |  | West | ST1575729153 | 315757 | 129153 | Gravity | Settled storm overflow | 5.1 |  | A | 2 minute | Mains-powered | 2017-07-07 | AMP6 | N | 240 | 216 | E4828 | waste | B24665 | waste | B24666 | waste | B24667 | waste |  | N | - | - | - | - | - | - | - |  |  | #N/A |  |  | 13260S1 | #N/A | #N/A
13260S2 | 13260S | SANDHILL PARK WRC Storm Tank | 13260 | WRC |  | West | ST1575729153 | 315757 | 129153 | Gravity | Settled storm overflow | 5.1 |  | A | 2 minute | Mains-powered |  |  | N |  |  | E17457 | Waste | B163400 | Waste | N/A | Waste | B163402 | Waste |  | N | [7 empty] | 2024-07-19 | [19th Jul 24] EW: New entry. Not commissioned yet.
13262C1 | 13262C | SEEND WRC INLET O/F | 13262 | WRC | No | North | ST9533861190 | 395338 | 161190 |  | Storm overflow | N/A |  | B | 15 minute | Mains-powered | 2019-04-02 | AMP7 | N | [11 empty] | N | - | - | - | - | - | - | - |  |  | #N/A | Potential Remove |  | Remove? | #N/A | #N/A
13262R1 | 13262R | SEEND WRC SPILL TO STORM | 13262 | WRC |  | North | ST9533861190 | 395338 | 161190 | Gravity | Spill to Storm | 7.2 |  |  |  | Mains-powered | 2024-02-26 | AMP7 | N | 121 | 109 | E1302 | waste | B11074 | waste | B11075 | waste | B11076 | waste |  | N | - | - | - | - | - | - | - |  |  | #N/A |  |  | FINE | #N/A | #N/A
13262S1 | 13262S | SEEND WRC SSO | 13262 | WRC |  | North | ST9533861190 | 395338 | 161190 | Gravity | Settled storm overflow | 7.2 |  | B | 15 minute | Mains-powered | 2019-04-02 | AMP7 | N | 1790 | 1611 | E23677 | waste | N/A | N/A | N/A | N/A | N/A | N/A |  | N | - | - | - | - | - | - | - |  |  | #N/A |  |  | 13262S1 | #N/A | #N/A
13263C1 | 13263C | SEMLEY WRC STORM OVERFLOW | 13263 | WRC |  | South | ST8744726926 |  |  |  | Storm overflow | 9.6 |  |  | 15 minute | Mains-powered | 2022-04-08 | AMP7 | N | 2265 | 2039 | E29046 | waste | B39327 | waste | B39325 | waste | B86132 | waste |  | N | - | - | - | - | - | - | - | 2024-03-25 | [24th Apr 24] EW: updated Spill and Pre-Spill Levels after Hanevo remeasured them on 25th Mar 2024. | 13263 |  |  | 13263C1 | #N/A | #N/A
13264C1 | 13264C | SHAFTESBURY WRC INLET O/F (TO SOAK-AWAY) | 13264 | WRC |  | South | ST8617921518 | 386179 | 121518 | Gravity | Storm overflow | 143 |  | A | 2 minute | Battery-powered | 2018-11-22 | AMP6 | N | 1080 | 972 | E5393 | waste2 | N/A | N/A | N/A | N/A | N/A | N/A |  | Y | 43264 | Off-road | Site | Site | Chamber |  |  |  |  | #N/A |  |  | 13264C1 | #N/A | #N/A
13264R1 | 13264R | SHAFTESBURY WRC SPILL TO STORM | 13264 | WRC |  | South | ST8617921518 | 386179 | 121518 | Gravity | Spill to Storm | 88 |  |  |  | Mains-powered | 2021-01-21 | AMP7 | N | 1105 | 994.5 | E24185 | waste | B88464 | waste | B88465 | waste | B88466 | waste |  | N | - | - | - | - | - | - | - |  |  | #N/A |  |  | FINE | #N/A | #N/A
13264S1 | 13264S | SHAFTESBURY WRC SSO | 13264 | WRC |  | South | ST8617921518 | 386179 | 121518 | Gravity | Settled storm overflow | 88 |  | A | 2 minute | Battery-powered | 2018-11-15 | AMP6 | N | 1258 | 1132 | E5390 | waste2 | N/A | N/A | N/A | N/A | N/A | N/A |  | Y | 13264 | Off-road | Site | Site | Tank |  |  |  |  | #N/A |  |  | 13264S1 | #N/A | #N/A
13265B1 | 13265B | SHAPWICK SPS | 13265 | SPS |  | West | ST4182438684 | 341824 | 138684 | Gravity | Storm/ Emergency | 7 |  | C | 15 minute | Mains-powered | 2018-02-28 | AMP6 | N | 2190 | 1971 | E11972 | waste | B65998 | waste | B65997 | waste | B65999 | waste |  | N | - | - | - | - | - | - | - |  | Date added by MH from O&M manuals | #N/A |  |  | 13265B1 | E11972 | 13265
13267R1 | 13267R | SHEPTON MALLET WRC SPILL TO STORM | 13267 | WRC |  | North | ST6004644028 | 360046 | 144028 | Gravity | Spill to Storm | 120 |  |  | 15 minute | Mains-powered |  | AMP7 | N | 453 | 408 | E97958 | waste | B156527 | waste | B156529 | waste | B156530 | waste |  | N | - | - | - | - | - | - | - | 2024-09-24 | [13th Sep 24] ET: updated Spill, Pre-Spill, analogue signal and server [24th Sep 24] ET: updated installation date from not installed to blank | #N/A |  |  | FINE | #N/A | #N/A
13267S1 | 13267S | SHEPTON MALLET WRC SSO | 13267 | WRC |  | North | ST6004644028 | 360046 | 144028 | Gravity | Settled storm overflow | 120 |  | A | 2 minute | Mains-powered | 2017-08-30 | AMP6 | N | 3492 | 3142 | E24535 | waste | B27111 | waste | B27110 | waste | B27116 | waste |  | N | - | - | - | - | - | - | - | 2024-09-13 | [13th Sep 24] ET: updated Spill and Pre-Spill | #N/A |  |  | 13267S1 | #N/A | #N/A
13268C1 | 13268C | SHERBORNE WRC INLET O/F | 13268 | WRC |  | South | ST6316415446 | 363164 | 115446 | Gravity | Storm overflow | 175 |  | A | 2 minute | Battery-powered | 2018-02-02 | AMP6 | N | 341 | 306 | E5015 | waste2 | N/A | N/A | N/A | N/A | N/A | N/A |  | Y | 13268 | Off-road | Site | Site | Chamber |  |  |  |  | #N/A |  |  | 13268C1 | #N/A | #N/A
13268R1 | 13268R | SHERBORNE WRC SPILL TO STORM | 13268 | WRC |  | South | ST6316415446 | 363164 | 115446 | Gravity | Spill to Storm | 108 |  |  |  | Mains-powered |  | AMP7 | N | 904 | N/A | E37771 | waste | B15785 | waste | N/A | N/A | B15786 | waste |  | N | - | - | - | - | - | - | - | 2024-09-13 | [13 Sep 24] ET: Created new entry for new installation | #N/A |  |  | FINE | #N/A | #N/A
13268S1 | 13268S | SHERBORNE WRC SSO | 13268 | WRC |  | South | ST6316415446 | 363164 | 115446 | Gravity | Settled storm overflow | 108 |  | A | 2 minute | Mains-powered | 2018-02-02 | AMP6 | N | 1857 | 1671 | E53820 | waste | N/A | N/A | N/A | N/A | B142387 | waste |  | N | - | - | - | - | - | - | - |  |  | #N/A |  |  | 13268S1 | #N/A | #N/A
13269R1 | 13269R | SHERSTON WRC SPILL TO STORM | 13269 | WRC |  | North | ST8586385671 | 385863 | 185671 | Gravity | Spill to Storm | 7.3 |  |  |  | Mains-powered | 2023-01-02 | AMP7 | N | 257 | 231 | E10017 | waste | B18082 | N/A | B18062 | N/A | B18089 | N/A |  | N | - | - | - | - | - | - | - |  |  | #N/A |  |  | FINE | #N/A | #N/A
13269S1 | 13269S | SHERSTON WRC SSO | 13269 | WRC |  | North | ST8586385671 | 385863 | 185671 | Gravity | Settled storm overflow | 7.3 |  | A | 2 minute | Mains-powered | 2019-03-27 | AMP6 | N | 271 | 244 | E3051 | waste | B100066 | waste | B100067 | waste | N/A | waste |  | N | - | - | - | - | - | - | - |  |  | #N/A |  |  | 13269S1 | #N/A | #N/A
13271R1 | 13271R | SHILLINGSTONE WRC SPILL TO STORM | 13271 | WRC |  | South | ST8353310861 | 383533 | 110861 | Gravity | Spill to Storm | 19.5 |  |  |  | Mains-powered | 2024-02-20 | AMP7 | N | 245 | 221 | E18910 | waste | B93372 | waste | B93365 | waste | B93382 | waste |  | N | - | - | - | - | - | - | - |  |  | 13271 |  |  | FINE | #N/A | #N/A
13271S1 | 13271S | SHILLINGSTONE WRC SSO 1 | 13271 | WRC |  | South | ST8353310861 | 383533 | 110861 |  | Settled storm overflow | 19.5 |  | C | 15 minute | Mains-powered | 2020-08-03 | AMP7 | N | 871 | 783.9 | E18906 | waste | B93353 | waste | B93354 | waste | B93363 | waste |  | N | - | - | - | - | - | - | - |  |  | 13271 |  |  | 13271S1 | #N/A | #N/A
13271S2 | 13271S | SHILLINGSTONE WRC SSO 2 | 13271 | WRC |  | South | ST8353310861 | 383533 | 110861 |  | Settled storm overflow | 19.5 |  | C | 15 minute | Mains-powered | 2020-08-03 | AMP7 | N | 5013 | 4511.7 | E18907 | waste | B93379 | waste | B93380 | waste | B93381 | waste |  | N | - | - | - | - | - | - | - | [6 empty] | #N/A | #N/A
13273B1 | 13273B | SHIPTON GORGE OFF MARKETS LANE SPS | 13273 | SPS |  | South | SY4987391155 | 349873 | 91155 | Gravity | Storm/ Emergency | 6.3 |  |  |  |  | 2023-08-29 | AMP7 | N | 1180 | 1062 | E23024 | waste | B106646 | waste | B106647 | waste | B106648 | waste | [11 empty] | New to register but no install data |  |  | 13273B1 | #N/A | #N/A
13274R1 | 13274R | SHOSCOMBE WRC SPILL TO STORM | 13274 | WRC |  | North | ST7165555890 | 371655 | 155890 | Gravity | Spill to Storm | 10 |  |  |  | Mains-powered |  | AMP7 | N | 576 | 518 | E4228 | waste | B22529 | waste | B22530 | waste | B22531 | waste |  | N | - | - | - | - | - | - | - | 2024-09-13 | [13 Sep 24] ET: updated all alarms servers | #N/A |  |  | FINE | #N/A | #N/A
13274R2 | 13274R | SHOSCOMBE WRC Post Primary tank SPILL TO STORM | 13274 | WRC |  | North | ST7165555890 | 371655 | 155890 | Gravity | Spill to Storm | 10 |  |  |  | Mains-powered |  | AMP7 | N | 414 | 373 | E4229 | waste | B22505 | waste | N/A | waste | B22542 | waste |  | N | - | - | - | - | - | - | - | 2024-09-13 | [4th Sept 24] EW: Created new entry for new installation [13th Sep 24] ET: added spill server, pre spill signal and server and LOE server]
13274S1 | 13274S | SHOSCOMBE WRC SSO [Storm Tank 1] | 13274 | WRC |  | North | ST7165555890 | 371655 | 155890 | Gravity | Settled storm overflow | 10 |  | A | 2 minute | Mains-powered | 2017-08-23 | AMP6 | N | 1075 | 968 | E4227 | waste | B22525 | waste | B22526 | waste | B22527 | waste |  | N | - | - | - | - | - | - | - | 2024-05-22 | [27th Sept 23] EW: EDM Equipment moved from SSO Chamber to Storm Tank 1 in Aug 2023. [22nd May 24] EW: Updated Spill and Pre-Spill Levels. | #N/A |  |  | 13274S1 | #N/A | #N/A
13275R1 | 13275R | SHREWTON WRC SPILL TO STORM | 13275 | WRC |  | South | SU0736142612 | 407361 | 142612 | Pumped | Spill to Storm | 28 |  |  |  | Mains-powered | 2022-06-06 | AMP7 | N | N/A | N/A | E31577 | waste | EDM ALARMS: B104872 & B104874 (FFT) Storm Pumps: B104915, B104916 & B104917 | waste | N/A | waste | N/A | waste |  | N | - | - | - | - | - | - | - |  | Spill to storm located at terminal SPS (14312) | #N/A |  |  | FINE | #N/A | 13275
13275S1 | 13275S | SHREWTON WRC STORM FLOW CHAMBER | 13275 | WRC |  | South | SU0736142612 | 407361 | 142612 | Gravity | Settled storm overflow | 28 |  | A | 2 minute | Mains-powered | 2019-03-27 | AMP6 | N | 152 | 137 | E31196 | waste | B102890 | waste | B102893 | waste | N/A | waste |  | N | - | - | - | - | - | - | - |  |  | #N/A |  |  | 13275S1 | E31196 | 13275
13275S2 | 13275S | SHREWTON STORM TANK | 13275 | WRC |  | South | SU0736142612 | 407361 | 142612 |  |  | 28 | [5 empty] | AMP6 |  | 3189 | 2870 | E31200 | waste | B102843 | waste | B102844 | waste | B102845 | waste
13278R1 | 13278R | SOMERTON WRC SPILL TO STORM | 13278 | WRC |  | West | ST4840729762 | 348407 | 129762 | Gravity | Spill to Storm | 81 |  |  |  | Mains-powered | Not installed | AMP7 | N | N/A | N/A | N/A | N/A | N/A | N/A | N/A | N/A | N/A | N/A |  | N | - | - | - | - | - | - | - |  |  | 13278 |  |  | FINE | #N/A | #N/A
13278S1 | 13278S | SOMERTON WRC Storm Tank O/F | 13278 | WRC |  | West | ST4840729762 | 348407 | 129762 |  | Settled storm overflow | 81 |  | B | 15 minute | Mains-powered | 2020-11-09 | AMP7 | N | 4695 | 4225.5 | E35384 | waste | B117227 | waste | B117228 | waste | B117229 | waste |  | N | - | - | - | - | - | - | - | 2024-10-01 | [1st Oct 24] EW: Added "Storm Tank" to name | 13278 |  |  | 13278S1 | #N/A | #N/A
13280R1 | 13280R | SOUTH PERROTT WRC SPILL TO STORM | 13280 | WRC |  | West | ST4703307358 | 347033 | 107358 | Gravity | Spill to Storm | 9.5 |  |  |  | Mains-powered | 2024-03-19 | AMP7 | N | 140 | 0 | E55739 | waste | B19627 | waste | N/A | N/A | N/A | N/A |  | N | - | - | - | - | - | - | - |  |  | #N/A |  |  | FINE | #N/A | #N/A
13280S1 | 13280S | SOUTH PERROTT WRC SSO TANK 2 | 13280 | WRC |  | West | ST4703307358 | 347033 | 107358 | Gravity | Settled storm overflow | 9.5 |  | A | 2 minute | Battery-powered | 2020-01-08 | AMP6 | N | 4300 | 3870 | E5438 | waste2 | N/A | N/A | N/A | N/A | N/A | N/A |  | Y | 43280 | Off-road | Site | Site | Tank |  |  |  |  | #N/A |  |  | 13280S1 | #N/A | #N/A
13280S2 | 13280S | SOUTH PERROTT WRC SSO TANK 1 | 13280 | WRC |  | West | ST4703307358 | 347033 | 107358 | Gravity | Settled storm overflow | 9.5 |  | A | 2 minute | Battery-powered | 2020-01-08 | AMP6 | N | 3200 | 2880 | E5439 | waste2 | N/A | N/A | N/A | N/A | N/A | N/A |  | Y | 13280 | Off-road | Site | Site | Tank |  |  |  |  | #N/A |  |  | FINE | #N/A | #N/A
13281R1 | 13281R | SOUTH PETHERTON WRC SPILL TO STORM | 13281 | WRC |  | West | ST4311517415 | 343115 | 117415 | Gravity | Spill to Storm | 52 |  |  |  | Mains-powered | 2023-04-17 | AMP7 | N | 238 | 214.2 | E2082 | waste | B14211 | waste | B14210 | waste | B14212 | waste |  | N | - | - | - | - | - | - | - |  |  | 13281 |  |  | FINE | #N/A | #N/A
13281S1 | 13281S | SOUTH PETHERTON WRC SSO | 13281 | WRC |  | West | ST4311517415 | 343115 | 117415 |  | Settled storm overflow | 52 |  | D | 2 minute |  |  | AMP7 | N | 2300 | 2070 | E5629 | waste2 | [7 empty] | N | - | - | - | - | - | - | - |  |  | 13281 | Potential Remove |  | Remove? | #N/A | #N/A
13281X1 | 13281X | SOUTH PETHERTON WRC STORM TANK 1 | 13281 | WRC |  | West | ST4311517415 | 343115 | 117415 | Gravity | Settled storm overflow | 52 |  |  |  | Battery-powered | 2021-11-10 | Non-EDM | N | 2745 | 2471 | E5579 | waste2 | N/A | N/A | N/A | N/A | N/A | N/A |  | Y | 13281 | Off-road | Site | Site | Tank |  |  |  | [22nd July 22] Alarm levels corrected [11th Oct 23] Alarm levels marked to be changed [pending information from Utiliec] and changed back to 'Non-EDM' [28th Nov 23] Changed Spill and Pre-Spill Levels. | 13281 |  |  | FINE | E5579 | #N/A
13281X2 | 13281X | SOUTH PETHERTON WRC STORM TANK 2 | 13281 | WRC |  | West | ST4311517415 | 343115 | 117415 | Gravity | Settled storm overflow | 52 |  |  |  | Battery-powered | 2021-11-10 | Non-EDM | N | 2765 | 2489 | E6038 | waste2 | N/A | N/A | N/A | N/A | N/A | N/A |  | Y | 33281 | Off-road | Site | Site | Tank |  |  |  | [22nd July 22] Alarm levels corrected [11th Oct 23] Alarm levels marked to be changed [pending information from Utiliec] and changed back to 'Non-EDM' [28th Nov 23] Changed Spill and Pre-Spill Levels. | 13281 |  |  | FINE | #N/A | #N/A
13282B1 | 13282B | SPARKFORD WRC INLET O/F | 13282 | WRC |  | West | ST6045925118 | 360459 | 125118 | Gravity | Storm/ Emergency | 12 |  | A | 2 minute | Mains-powered | 2020-01-10 | AMP6 | N | 1400 | 1260 | E2536 | waste | B15955 | waste | B15952 | waste | B15981 | waste |  | N | - | - | - | - | - | - | - | 2024-06-28 | No Storm Storage site. [28th Jun 24] EW: Changed Permit Reference from C to B. | #N/A |  |  | 13282B1 | #N/A | #N/A
13282R1 | 13282R | SPARKFORD WRC SPILL TO STORM | 13282 | WRC | No | West | ST6045925118 | 360459 | 125118 | Gravity | Spill to Storm | 12 |  |  |  | Mains-powered | 2021-02-01 | AMP7 | N | N/A | N/A | N/A | N/A | N/A | N/A | N/A | N/A | N/A | N/A |  | N | - | - | - | - | - | - | - |  | No Storm Storage site. | #N/A |  |  | FINE | #N/A | #N/A
13283B1 | 13283B | SPAXTON SPS | 13283 | SPS |  | West | ST2374637535 | 323746 | 137535 | Gravity | Storm/ Emergency | 11.5 |  | B | 15 minute | Mains-powered | 2018-12-03 | AMP6 | N | 619 | 557 | E32609 | waste | B108778 | waste | B108779 | waste | B108729 | waste |  | N | - | - | - | - | - | - | - |  |  | #N/A |  |  | 13283B1 | E32609 | 13283
13286R1 | 13286R | STANTON DREW WRC SPILL TO STORM | 13286 | WRC |  | North | ST6023863189 | 360238 | 163189 | Gravity | Spill to Storm | 11 |  |  |  | Mains-powered | 2023-09-26 | AMP7 | N | 114 | 103 | E29582 | waste | N/A | N/A | N/A | N/A | N/A | N/A |  | N | - | - | - | - | - | - | - |  |  | #N/A |  |  | FINE | #N/A | #N/A
13286S1 | 13286S | STANTON DREW WRC SSO | 13286 | WRC |  | North | ST6023863189 | 360238 | 163189 | Gravity | Settled storm overflow | 11 |  | B | 15 minute | Battery-powered | 2018-07-11 | AMP6 | N | 1490 | 1341 | E5230 | waste2 | N/A | N/A | N/A | N/A | N/A | N/A |  | Y | 13286 | Off-road | Site | Site | Tank |  |  |  |  | #N/A |  |  | 13286S1 | #N/A | #N/A
13288R1 | 13288R | STOGURSEY WRC SPILL TO STORM | 13288 | WRC |  | West | ST2044643387 | 320446 | 143387 | Gravity | Spill to Storm | 9.6 |  |  |  | Mains-powered | Not installed | AMP7 | N | N/A | N/A | N/A | N/A | N/A | N/A | N/A | N/A | N/A | N/A |  | N | - | - | - | - | - | - | - |  |  | #N/A |  |  | FINE | #N/A | #N/A
13288S1 | 13288S | STOGURSEY WRC SSO | 13288 | WRC |  | West | ST2044643387 | 320446 | 143387 | Gravity | Settled storm overflow | 9.6 |  | A | 2 minute | Mains-powered | 2019-01-15 | AMP6 | N | 2870 | 2583 | E13275 | waste | B72245 | waste | B72244 | waste | B72282 | waste |  | N | - | - | - | - | - | - | - |  |  | #N/A |  |  | 13288S1 | #N/A | #N/A
13290C1 | 13290C | STOKE ST GREGORY WRC INLET O/F | 13290 | WRC |  | West | ST3380827339 | 333808 | 127339 | Gravity | Spill to Storm | 26 |  |  |  | Mains-powered | 2021-02-23 | AMP7 | N | 257 | 231.3 | E4919 | waste | B24951 | waste | B24952 | waste | B24953 | waste |  | N | - | - | - | - | - | - | - |  | No Storm Storage site. | 13290 |  |  | FINE | #N/A | #N/A
13290S1 | 13290S | STOKE ST. GREGORY WRC SSO | 13290 | WRC | No | West | ST3380827339 | 333808 | 127339 | Gravity | Settled storm overflow | 26 |  | A | 2 minute | Mains-powered | 2011-02-04 | AMP5 | N | 1624 | 1462 | E4916 | waste | B24944 | waste | B24945 | waste | B24947 | waste |  | N | - | - | - | - | - | - | - |  | Date added by MH from O&M manuals | 13290 | DONE |  | 13290S1 | #N/A | #N/A
13292E1 | 13292E | STOURTON CAUNDLE WRC INLET O/F | 13292 | WRC |  | West | ST7197414573 | 371974 | 114573 |  | EO | N/A |  |  |  | Mains-powered | 2022-05-25 | AMP7 | N | 185 | 167 | E18074 | waste | B89130 | waste | B89131 | waste | B89132 | waste |  | N | - | - | - | - | - | - | - |  |  | Newly addded |  |  | 13292E1 | #N/A | #N/A
13292R1 | 13292R | STOURTON CAUNDLE WRC SPILL TO STORM | 13292 | WRC |  | West | ST7197414573 | 371974 | 114573 | Gravity | Spill to Storm | 2.6 |  |  |  | Mains-powered | 2022-08-11 | AMP7 | N | 64 | 57.6 | E18075 | waste | B64983 | waste | B64984 | waste | B89124 | waste |  | N | - | - | - | - | - | - | - |  |  | 13292 |  |  | FINE | #N/A | #N/A
13292S1 | 13292S | STOURTON CAUNDLE WRC SSO | 13292 | WRC |  | West | ST7197414573 | 371974 | 114573 |  | Settled storm overflow | 2.6 |  | B | 15 minute | Mains-powered | 2022-05-25 | AMP7 | N | 185 | 167 | E18074 | waste | B89130 | waste | B89131 | waste | B89132 | waste |  | N | - | - | - | - | - | - | - |  |  | 13292 |  |  | 13292S1 | #N/A | #N/A
13293R1 | 13293R | STRATTON ON FOSS WRC SPILL TO STORM | 13293 | WRC |  | North | ST6637650913 | 366376 | 150913 | Gravity | Spill to Storm | 13.9 |  |  |  | Mains-powered | 2023-08-03 | AMP7 | N | 187 | 168 | E4258 | waste | N/A | N/A | N/A | N/A | N/A | N/A |  | N | - | - | - | - | - | - | - |  |  | 13293 |  |  | FINE | #N/A | #N/A
13293S1 | 13293S | STRATTON ON THE FOSSE SSO | 13293 | WRC |  | North | ST6637650913 | 366376 | 150913 |  | Settled storm overflow | 13.9 |  | B | 15 minute | Mains-powered | 2021-08-01 | AMP7 | N | 2050 | 1845 | E4257 | waste | B22613 | waste | B22614 | waste | B22615 | waste |  | N | - | - | - | - | - | - | - |  |  | 13293 |  |  | 13293S1 | #N/A | #N/A
13297C1 | 13297C | STURMINSTER NEWTON WRC INLET O/F | 13297 | WRC |  | South | ST7951614096 | 379516 | 114096 |  | Storm overflow | 78.5 |  | D | 15 minute | Mains-powered | 2022-01-21 | AMP7 | N | 1531 | 1378 | E52111 | waste | B136660 | waste | B136661 | waste | B136662 | waste |  | N | - | - | - | - | - | - | - |  |  | 13297 |  |  | 13297C1 | #N/A | #N/A
13297R1 | 13297R | STURMINSTER NEWTON WRC SPILL TO STORM | 13297 | WRC |  | South | ST7951614096 | 379516 | 114096 | Pumped | Spill to Storm | 39 |  |  |  | Mains-powered | 2022-04-12 | AMP7 | N | 1300 | 1170 | E52111 | waste | B136789 | waste | N/A | waste | N/A | waste |  | N | - | - | - | - | - | - | - |  |  | 13297 |  |  | FINE | #N/A | #N/A
13297S1 | 13297S | STURMINSTER NEWTON WRC SSO | 13297 | WRC |  | South | ST7951614096 | 379516 | 114096 |  | Settled storm overflow | 39 |  | D | 15 minute | Mains-powered | 2022-01-21 | AMP7 | N | 2454 | 2209 | E52112 | waste | B136663 | waste | B136664 | waste | B136665 | waste |  | N | - | - | - | - | - | - | - | 2024-09-13 | [13th Sep 24] ET: updated pre spill level | 13297 |  |  | 13297S1 | #N/A | #N/A
13298C1 | 13298C | SUTTON BENGER WRC SSO | 13298 | WRC |  | North | ST9531478567 | 395314 | 178567 |  | Storm overflow | 57.9 |  | C | 15 minute | Mains-powered | 2022-03-16 | AMP7 | N | 2900 | 2610 | E10878 | waste | B61844 | waste | B61845 | waste | B61846 | waste |  | N | - | - | - | - | - | - | - | 2024-05-22 | [22nd May 24] EW: Changed Spill and Pre-Spill Levels. | 13298 |  |  | Why has this changed to C? | #N/A | #N/A
13298R1 | 13298R | SUTTON BENGER WRC SPILL TO STORM | 13298 | WRC |  | North | ST9531478567 | 395314 | 178567 | Gravity | Spill to Storm | 57.9 |  |  |  | Mains-powered | 2020-12-16 | AMP7 | N | 242 | 217.8 | E10873 | waste | B58153 | waste | B58152 | waste | B58154 | waste |  | N | - | - | - | - | - | - | - |  |  | 13298 |  |  | FINE | #N/A | #N/A
13303R1 | 13303R | SYDLING ST NICHOLAS WRC SPILL TO STORM | 13303 | WRC |  | South | SY6312898658 | 363128 | 98658 | Gravity | Spill to Storm | 6.7 |  |  |  | Mains-powered | 2023-12-15 | AMP7 | N | 110 | 99 | E4059 | waste | B21844 | waste | B21845 | waste | B21846 | waste |  | N | - | - | - | - | - | - | - |  |  | #N/A |  |  | FINE | #N/A | #N/A
13303S1 | 13303S | SYDLING ST NICHOLAS WRC SSO | 13303 | WRC |  | South | SY6312898658 | 363128 | 98658 | Gravity | Settled storm overflow | 6.7 |  | A | 2 minute | Battery-powered | 2018-11-13 | AMP6 | N | 1230 | 1120 | E5389 | waste2 | N/A | N/A | N/A | N/A | N/A | N/A |  | Y | 13303 | Off-road | Site | Site | Tank |  |  |  |  | #N/A |  |  | 13303S1 | #N/A | #N/A
13304R1 | 13304R | TARRANT CRAWFORD WRC SPILL TO STORM | 13304 | WRC |  | South | ST9168303004 | 391683 | 103004 | Gravity | Spill to Storm | 168 |  |  |  | Mains-powered | 2021-11-29 | AMP7 | N | 570 | 513 | E35843 | waste | B111497 | waste | B111498 | waste | B111499 | waste |  | N | - | - | - | - | - | - | - |  |  | 13304 |  |  | FINE | #N/A | #N/A
13304S1 | 13304S | TARRANT CRAWFORD WRC SSO 1 | 13304 | WRC |  | South | ST9168303004 | 391683 | 103004 |  | Settled storm overflow | 168 |  | B | 15 minute | Mains-powered | 2022-07-25 | AMP7 | N | 3989 | 3590.1 | E33334 | waste | B111500 | waste | B111501 | waste | B111502 | waste |  | N | - | - | - | - | - | - | - |  |  | 13304 |  |  | 13304S1 | #N/A | #N/A
13304S2 | 13304S | TARRANT CRAWFORD WRC SSO 2 | 13304 | WRC |  | South | ST9168303004 | 391683 | 103004 |  | Settled storm overflow | 168 |  | B | 15 minute | Mains-powered | 2022-07-25 | AMP7 | N | 3821 | 3438.9 | E33332 | waste | B111503 | waste | B111504 | waste | B111505 | waste |  | N | - | - | - | - | - | - | - | [6 empty] | #N/A | #N/A
13306R1 | 13306R | TEMPLECOMBE WRC SPILL TO STORM | 13306 | WRC |  | West | ST7142622733 | 371426 | 122733 | Gravity | Spill to Storm | 11 |  |  |  | Mains-powered | 2022-06-06 | AMP7 | N | 207 | 186.3 | E96573 | waste | B154841 | waste | B154840 | waste | B154839 | waste |  | N | - | - | - | - | - | - | - |  |  | 13306 |  |  | FINE | #N/A | #N/A
13306S1 | 13306S | TEMPLECOMBE WRC SSO | 13306 | WRC |  | West | ST7142622733 | 371426 | 122733 |  | Settled storm overflow | 11 |  | B | 15 minute | Mains-powered | 2022-06-06 | AMP7 | N | 1175 | 1058 | E96574 | waste | B154845 | waste | B154844 | waste | B154843 | waste |  | N | - | - | - | - | - | - | - |  |  | 13306 |  |  | 13306S1 | #N/A | #N/A
13307C1 | 13307C | TETBURY WRC INLET O/F | 13307 | WRC |  | North | ST8946292671 | 389462 | 192671 | Gravity | Storm overflow | 95.8 |  | A | 2 minute | Mains-powered | 2018-02-13 | AMP6 | N | 380 | 315 | E54286 | waste | B143241 | waste | B143265 | waste | B143264 | waste |  | N | [8 empty] | [27th Sept 23] EW: EDM Equipment changed from battery-powered to mains-powered in Aug 2023. | #N/A |  |  | 13307C1 | #N/A | #N/A
13307R1 | 13307R | TETBURY WRC SPILL TO STORM | 13307 | WRC |  | North | ST8946292671 | 389462 | 192671 | Pumped | Spill to Storm | 48.6 |  |  |  | Mains-powered | 2022-01-24 | AMP7 | N | N/A | N/A | N/A | N/A | EDM ALARMS (Also Storm Pumps): B18168 & B18169 | waste | N/A | waste | N/A | waste |  | N | - | - | - | - | - | - | - |  | [13th Sep 24] ET: need to check with site what's going on, not on SH | #N/A |  |  | FINE | #N/A | #N/A
13307S1 | 13307S | TETBURY WRC SSO | 13307 | WRC |  | North | ST8946292671 | 389462 | 192671 | Gravity | Settled storm overflow | 48.6 |  | A | 2 minute | Mains-powered | 2018-08-31 | AMP6 | N | 3543 | 3189 | E3081 | waste | B18191 | N/A | N/A | N/A | N/A | N/A |  | N | - | - | - | - | - | - | - |  | [12th Sept 23] EW: Changed Spill & Pre-Spill Levels | #N/A |  |  | 13307S1 | #N/A | #N/A
13308C1 | 13308C | THINGLEY WRC INLET O/F | 13308 | WRC |  | North | ST8861569293 | 388615 | 169293 | Gravity | Storm overflow | 390 |  | A | 2 minute | Mains-powered | 2019-03-19 | AMP6 | N | 800 | 720 | E55916 | waste | B147192 | waste | B147191 | waste | B147193 | waste |  | N | - | - | - | - | - | - | - |  |  | #N/A |  |  | 13308C1 | #N/A | #N/A
13308R1 | 13308R | THINGLEY WRC SPILL TO STORM | 13308 | WRC |  | North | ST8861569293 | 388615 | 169293 | Gravity | Spill to Storm | 130 |  |  |  | Mains-powered | 2022-04-26 | AMP7 | N | 451 | 405.9 | E55546 | waste | B148920 | waste | B148921 | waste | B148844 | waste |  | N | - | - | - | - | - | - | - |  |  | #N/A |  |  | FINE | #N/A | #N/A
13308S1 | 13308S | THINGLEY WRC SSO | 13308 | WRC |  | North | ST8861569293 | 388615 | 169293 | Gravity | Settled storm overflow | 130 |  | A | 2 minute | Mains-powered | 2019-03-19 | AMP6 | N | 1630 | 1470 | E55917 | waste | B147195 | waste | B147914 | waste | B147916 | waste |  | N | - | - | - | - | - | - | - |  |  | #N/A |  |  | 13308S1 | #N/A | #N/A
13309R1 | 13309R | THORNBURY WRC SPILL TO STORM | 13309 | WRC |  | North | ST6284292296 | 362842 | 192296 | Gravity | Spill to Storm | 113 |  |  |  | Mains-powered | 2021-03-31 | AMP7 | N | 417 | 375.3 | E11640 | waste | B64085 | waste | B64086 | waste | B64087 | waste |  | N | - | - | - | - | - | - | - |  |  | 13309 |  |  | FINE | #N/A | #N/A
13309Z1 | 13309Z | THORNBURY WRC SSO | 13309 | WRC |  | North | ST6284292296 | 362842 | 192296 | Gravity | Storm/ Emergency | 113 |  | D | 2 minute | Battery-powered | 2022-02-08 | AMP7 | N | 1110 | 999 | E5634 | waste2 | N/A | N/A | N/A | N/A | N/A | N/A |  | Y | 13309 | [7 empty] | SSO & EO | Newly added |  | tick | 13309Z1 | #N/A | #N/A
13312R1 | 13312R | TINTINHULL ASH WRC SPILL TO STORM | 13312 | WRC |  | West | ST4932520657 | 349325 | 120657 | Gravity | Spill to Storm | 21 |  |  |  | Mains-powered | 2022-07-15 | AMP7 | N | 605 | 544.5 | E2114 | waste | B14441 | waste | B14442 | waste | B14443 | waste |  | N | - | - | - | - | - | - | - |  |  | #N/A |  |  | FINE | #N/A | #N/A
13312S1 | 13312S | TINTINHULL ASH WRC SSO | 13312 | WRC |  | West | ST4932520657 | 349325 | 120657 | Gravity | Settled storm overflow | 21 |  | A | 2 minute | Mains-powered | 2016-07-18 | AMP6 | N | 538 | 484 | E2111 | waste | B14439 | waste | B14438 | waste | B14440 | waste |  | N | - | - | - | - | - | - | - |  |  | #N/A |  |  | 13312S1 | #N/A | #N/A
13312Z1 | 13312Z | TINTINHULL ASH WRC EO | 13312 | WRC |  | West | ST4932520657 | 349325 | 120657 | Gravity | EO | N/A |  | A | 2 minute | Battery-powered | 2022-01-25 | AMP7 | N | 200 | 180 | E5636 | waste2 | N/A | N/A | N/A | N/A | N/A | N/A |  | Y | 13312 | [8 empty] | Newly added |  |  | 13312Z1 | #N/A | #N/A
13314C1 | 13314C | TOCKENHAM WRC INLET O/F | 13314 | WRC |  | North | SU0414279094 | 404142 | 179094 |  | Storm overflow | 2.5 |  | C | 15 minute | Mains-powered | 2022-03-14 | AMP7 | N | 80 | 72 | E3096 | waste | B18210 | waste | B18211 | waste | B18212 | waste |  | N | - | - | - | - | - | - | - |  |  | 13314 |  |  | 13314C1 | #N/A | #N/A
13315R1 | 13315R | TOCKINGTON WRC SPILL TO STORM | 13315 | WRC |  | North | ST6011385858 | 360113 | 185858 | Gravity | Spill to Storm | 23.4 |  |  |  | Mains-powered | 2023-07-13 | AMP7 | N | 2905 | 2615 | E1168 | waste | B10576 | waste | B10577 | waste | B10578 | waste |  | N | - | - | - | - | - | - | - | 2024-09-13 | [13th Sep 24] ET: updated installation date | 13315 |  |  | FINE | #N/A | #N/A
13315S1 | 13315S | TOCKINGTON WRC SSO | 13315 | WRC |  | North | ST6011385858 | 360113 | 185858 |  | Settled storm overflow | 23.4 |  | C | 15 minute |  | 2022-07-15 | AMP7 | N | 2050 | 1845 | E1167 | waste | B10573 | waste | B10574 | waste | B10575 | waste |  | N | - | - | - | - | - | - | - |  |  | 13315 |  |  | 13315S1 | #N/A | #N/A
13316C1 | 13316C | TOLLER PORCORUM WRC INLET O/F | 13316 | WRC |  | South | SY5661298026 | 356612 | 98026 | Gravity | Storm overflow | 4.03 |  | A | 2 minute | Mains-powered | 2019-03-12 | AMP6 | N | 970 | N/A | E18348 | waste | B86675 | waste | N/A | waste | B86682 | waste |  | N | - | - | - | - | - | - | - |  |  | #N/A |  |  | 13316C1 | #N/A | #N/A
13316R1 | 13316R | TOLLER PORCORUM WRC SPILL TO STORM | 13316 | WRC |  | South | SY5661298026 | 356612 | 98026 | Gravity | Spill to Storm | 4.03 |  |  |  | Mains-powered | Not installed | AMP7 | N | N/A | N/A | N/A | N/A | N/A | N/A | N/A | N/A | N/A | N/A |  | N | - | - | - | - | - | - | - |  |  | #N/A |  |  | FINE | #N/A | #N/A
13319R1 | 13319R | UBLEY WRC SPILL TO STORM | 13319 | WRC |  | North | ST5246658489 | 352466 | 158489 | Gravity | Spill to Storm | 14.6 |  |  |  | Mains-powered | 2020-10-22 | AMP7 | N | 190 | 171 | E3612 | waste | B20179 | waste | B20180 | waste | B20181 | waste |  | N | - | - | - | - | - | - | - |  |  | #N/A |  |  | FINE | #N/A | #N/A
13319S1 | 13319S | UBLEY WRC SSO | 13319 | WRC |  | North | ST5246658489 | 352466 | 158489 | Gravity | Settled storm overflow | 14.6 |  | A | 2 minute | Mains-powered | 2019-04-10 | AMP6 | N | 0.1 l/s | N/A | E3610 | waste | B20179 | waste | N/A | waste | N/A | waste |  | N | - | - | - | - | - | - | - |  |  | #N/A |  |  | 13319S1 | #N/A | #N/A
13322R1 | 13322R | URCHFONT WRC SPILL TO STORM | 13322 | WRC |  | North | SU0394157499 | 403941 | 157499 | Gravity | Spill to Storm | 10 |  |  |  | Mains-powered | 2024-03-19 | AMP7 | N | 137 | N/A | E9706 | waste | B162618 | waste | N/A | N/A | N/A | N/A |  | N | - | - | - | - | - | - | - |  |  | #N/A |  |  | FINE | #N/A | #N/A
13322S1 | 13322S | URCHFONT WRC SSO | 13322 | WRC |  | North | SU0394157499 | 403941 | 157499 | Gravity | Settled storm overflow | 10 |  | A | 2 minute | Battery-powered | 2018-07-17 | AMP6 | N | 2290 | 2061 | E5238 | waste2 | N/A | N/A | N/A | N/A | N/A | N/A |  | Y | 13322 | Off-road | Site | Site | Tank |  |  | 2024-06-14 | [14th Jun 24] EW: Updated Spill and Pre-Spill Levels. | #N/A |  |  | 13322S1 | #N/A | #N/A
13324R1 | 13324R | Wareham (Keysworth) WRC SPILL TO STORM | 13324 | WRC |  | South | SY9355088758 | 393550 | 88758 | Gravity | Spill to Storm | 96.5 |  |  |  | Mains-powered | 2021-09-09 | AMP7 | N | 940 | 846 | E56442 | waste | B152249 | waste | B152248 | waste | B152211 | waste |  | N | - | - | - | - | - | - | - | 2024-09-11 | [11th Sept 24] EW: upated Spill/Pre-Spill levels | 13324 |  |  | FINE | #N/A | #N/A
13324S1 | 13324S | WAREHAM WRC SSO | 13324 | WRC |  | South | SY9355088758 | 393550 | 88758 | Gravity | Settled storm overflow | 96.5 |  | A | 2 minute | Mains-powered | 2011-03-10 | AMP5 | N | 1004 | 904 | E14634 | waste | B79465 | waste | N/A | N/A | B79468 | waste |  | N | - | - | - | - | - | - | - |  | Date added by MH from O&M manuals | 13324 | DONE |  | 13324S1 | #N/A | #N/A
13325R1 | 13325R | WARMINSTER WRC SPILL TO STORM | 13325 | WRC |  | North | ST8733243661 | 387332 | 143661 | Gravity | Spill to Storm | 141 |  |  |  | Mains-powered | 2021-08-23 | AMP7 | N | 405 | 364.5 | E10273 | waste | B57953 | waste | B53292 | waste | B53293 | waste |  | N | - | - | - | - | - | - | - |  |  | #N/A |  |  | FINE | #N/A | #N/A
13325S1 | 13325S | WARMINSTER WRC SSO (TANKS 07-10) | 13325 | WRC |  | North | ST8733243661 | 387332 | 143661 | Gravity | Settled storm overflow | 141 |  | A | 2 minute | Mains-powered | 2017-03-20 | AMP6 | N | 1010 | 909 | E99591 | waste | B22855 | waste | B160612 | waste | B160611 | waste |  | N | - | - | - | - | - | - | - | 2024-10-08 | [8th Oct 24] EW: Site was resurveyed on 25th March 2024 | #N/A |  |  | 13325S1 | #N/A | #N/A
13325S2 | 13325S | WARMINSTER WRC SSO (TANKS 11-18) | 13325 | WRC |  | North | ST8733243661 | 387332 | 143661 | Gravity | Settled storm overflow | 141 |  | A | 2 minute | Mains-powered | 2017-03-20 | AMP6 | N | 875 | 778 | E99592 | waste | B22860 | waste | B129229 | waste | N/A | waste |  | N | - | - | - | - | - | - | - | 2024-10-08 | [8th Oct 24] EW: Site was resurveyed on 25th March 2024 | #N/A |  |  | FINE | #N/A | #N/A
13329R1 | 13329R | WEDMORE WRC SPILL TO STORM | 13329 | WRC |  | West | ST4384148153 | 343841 | 148153 | Gravity | Spill to Storm | 16 |  |  |  | Mains-powered | 2022-09-08 | AMP7 | N | 198 | 178 | E10885 | waste | B60097 | waste | B60096 | waste | B60098 | waste |  | N | - | - | - | - | - | - | - |  | Still in alarm stage | #N/A |  |  | FINE | #N/A | #N/A
13329S1 | 13329S | WEDMORE WRC SSO | 13329 | WRC |  | West | ST4384148153 | 343841 | 148153 | Gravity | Settled storm overflow | 16 |  | B | 15 minute | Battery-powered | 2017-02-15 | AMP6 | N | 520 | 468 | E20056 | waste2 | N/A | N/A | N/A | N/A | N/A | N/A |  | Y | 13329 | Off-road | Site | Site | Chamber |  |  | 2024-04-24 | [24th Apr 24] EW: Updated Spill and Pre-Spill Levels. | #N/A |  |  | 13329S1 | #N/A | #N/A
13330R1 | 13330R | WELLINGTON WRC SPILL TO STORM | 13330 | WRC |  | West | ST1306121973 |  |  | Gravity | Spill to Storm | 153 |  |  |  | Mains-powered | 2022-01-19 | AMP7 | N | 605 | 540 | E31039 | waste | B102304 | waste | B102306 | waste | B102305 | waste |  | N | - | - | - | - | - | - | - |  |  | 13330 |  |  | FINE | #N/A | #N/A
13330S1 | 13330S | WELLINGTON TONEDALE WRC SSO | 13330 | WRC |  | West | ST1306121973 |  |  | Gravity | Settled storm overflow | 153 |  | Unknown | 2 minute | Battery-powered | 2022-03-22 | AMP7 | N | 1620 | 1458 | E20058 | waste2 | N/A | N/A | N/A | N/A | N/A | N/A |  | Y | 13330 | [7 empty] | Wrong spill level on PRISM | Newly added |  | tick | 13330S1 | #N/A | #N/A
13331C1 | 13331C | WELLOW WRC SSO | 13331 | WRC |  | North | ST7447158190 | 374471 | 158190 | Gravity | Storm overflow | 5.1 |  | A | 2 minute | Mains-powered | 2017-07-05 | AMP6 | N | 2660 | 2394 | E4302 | waste | B22728 | waste | B22727 | waste | N/A | waste |  | N | - | - | - | - | - | - | - |  |  | #N/A |  |  | Why has this changed to C? | #N/A | #N/A
13331R1 | 13331R | WELLOW WRC SPILL TO STORM | 13331 | WRC |  | North | ST7447158190 | 374471 | 158190 | Gravity | Spill to Storm | 5.1 |  |  |  | Mains-powered | Not installed | AMP7 | N | N/A | N/A | N/A | N/A | N/A | N/A | N/A | N/A | N/A | N/A |  | N | - | - | - | - | - | - | - |  |  | #N/A |  |  | FINE | #N/A | #N/A
13332R1 | 13332R | WELLS WRC SPILL TO STORM | 13332 | WRC |  | North | ST5348045123 | 353480 | 145123 | Gravity | Spill to Storm | 181 |  |  |  | Mains-powered | 2021-02-09 | AMP7 | N | 335 | 301.5 | E3309 | waste | B18959 | waste | B19049 | waste | B19050 | waste |  | N | - | - | - | - | - | - | - |  |  | 13332 |  |  | FINE | #N/A | #N/A
13332S1 | 13332S | WELLS WRC SSO | 13332 | WRC |  | North | ST5348045123 | 353480 | 145123 | Gravity | Settled storm overflow | 181 |  | D | 2 minute | Battery-powered | 2021-10-25 | AMP7 | N | 1080 | 972 | E5593 | waste2 | N/A | N/A | N/A | N/A | N/A | N/A |  | Y | 13332 | [7 empty] | Pre-spill questionable/wrong | Newly added |  |  | 13332S1 | #N/A | #N/A
13334B1 | 13334B | BRIDPORT WEST BAY SPS | 13334 | SPS |  | South | SY4656090390 | 346560 | 90390 | Gravity | Storm/ Emergency | 414 |  | C | 15 minute |  | 2020-03-06 | AMP7 | N | 880 | 792 | E5454 | waste2 | [7 empty] | N | - | - | - | - | - | - | - |  |  | 13334 |  |  | 13334B1 | #N/A | #N/A
13337B1 | 13337B | WEST LULWORTH HAMBURY FARM SPS | 13337 | SPS |  | South | SY8215080385 | 382150 | 80385 | Gravity | Storm/ Emergency | 15.9 |  | A | 2 minute | Mains-powered | 2011-03-21 | AMP5 | N | 4068 | 3661 | E25104 | waste | B56153 | waste | N/A | waste | B56156 | waste |  | N | - | - | - | - | - | - | - |  | Date added by MH from O&M manuals | 13337 | DONE |  | 13337B1 | E25104 | 13337
13338B1 | 13338B | WESTBURY WRC INLET O/F | 13338 | WRC |  | North | ST8701952526 | 387019 | 152526 | Gravity | Storm/ Emergency | 260 |  | B | 15 minute | Battery-powered | 2021-10-28 | AMP7 | N | 1000 | 900 | E5568 | waste2 | N/A | N/A | N/A | N/A | N/A | N/A |  | Y | 43338 | [8 empty] | 13338 |  |  | 13338B1 | #N/A | #N/A
13338R1 | 13338R | WESTBURY WRC SPILL TO STORM | 13338 | WRC |  | North | ST8701952526 | 387019 | 152526 | Pumped | Spill to Storm | 120 |  |  |  | Mains-powered | 2021-07-22 | AMP7 | N | N/A | N/A | N/A | N/A | EDM ALARMS (Also Storm Pumps): B22819 & B22820 | waste | N/A | waste | N/A | waste |  | N | - | - | - | - | - | - | - |  |  | 13338 |  |  | FINE | #N/A | #N/A
13338S1 | 13338S | WESTBURY WRC Storm Tank 1 | 13338 | WRC |  | North | ST8701952526 | 387019 | 152526 | Gravity | Settled storm overflow | 120 |  | B | 15 minute | Battery-powered | 2021-10-26 | AMP7 | N | 3483 | 3135 | E5567 | waste2 | N/A | N/A | N/A | N/A | N/A | N/A |  | Y | 13338 | [7 empty] | Wrong spill level on PRISM | 13338 |  |  | 13338S1 | #N/A | #N/A
13338S2 | 13338S | WESTBURY WRC Storm Tank 2 | 13338 | WRC |  | North | ST8701952526 | 387019 | 152526 | Gravity | Settled storm overflow | 120 |  | B | 15 minute | Battery-powered | 2021-10-26 | AMP7 | N | 3447 | 3102 | E5635 | waste2 | N/A | N/A | N/A | N/A | N/A | N/A |  | Y | 33338 | [7 empty] | Wrong spill level on PRISM | Newly added |  |  | FINE | #N/A | #N/A
13339E1 | 13339E | WESTBURY SUB MENDIP WRC | 13339 | WRC |  | North | ST5017848161 | 350178 | 148161 | Gravity | EO | 7.3 |  | Unknown | 2 minute | Battery-powered | 2022-07-15 | AMP7 | N | 1110 | 999 | E76065 | waste2 | N/A | N/A | N/A | N/A | N/A | N/A |  | Y | 13339 | [8 empty] | Newly added |  | tick | 13339E1 | #N/A | #N/A
13340C1 | 13340C | WESTON SUPER MARE BLACK ROCK SPS | 13340 | SPS |  | West | ST3211559160 | 332115 | 159160 | Pumped | Storm overflow | 1000 |  | A | 2 minute | Mains-powered | 2011-02-02 | AMP5 | N | N/A | N/A | E10356 | waste | B114821 | waste | N/A | waste | N/A | waste |  | N | - | - | - | - | - | - | - |  | 13340 WESTON SUPER MARE WRC is protected by 14499 WESTON SUPER MARE BLACK ROCK SPS. | 13340 | Being Revisited |  | 13340C1 | #N/A | #N/A
13341R1 | 13341R | WESTWOOD WRC SPILL TO STORM | 13341 | WRC |  | North | ST8056158630 | 380561 | 158630 | Gravity | Spill to Storm | 10.2 |  |  |  | Mains-powered | 2022-06-16 | AMP7 | N | 180 | 162 | E3966 | waste | B21490 | waste | B21491 | waste | B21492 | waste |  | N | - | - | - | - | - | - | - |  |  | #N/A |  |  | FINE | #N/A | #N/A
13341S1 | 13341S | WESTWOOD WRC SSO | 13341 | WRC |  | North | ST8056158630 | 380561 | 158630 | Gravity | Settled storm overflow | 10.2 |  | A | 2 minute | Mains-powered | 2018-12-12 | AMP7 | N | 1775 | 1598 | E3962 | waste | B21453 | waste | B21452 | waste | B21488 | waste |  | N | - | - | - | - | - | - | - |  |  | #N/A |  |  | 13341S1 | #N/A | #N/A
13342B1 | 13342B | WEYMOUTH WRC INLET CSO/EO | 13342 | WRC |  | South | SY6613074360 | 366130 | 74360 | Gravity | Storm/ Emergency | 900 |  | A | 2 minute | Mains-powered | 2011-03-29 | AMP5 | N | 1000 | 900 | E13029 | waste | B70700 | waste | B70702 | waste | B70703 | waste |  | N | - | - | - | - | - | - | - | 2024-06-28 | Date added by MH from O&M manuals. No Storm Storage site. [28th Jun 24] EW: Updated Permit Reference from C to B. | 13342 | DONE |  | 13342B1 | #N/A | #N/A
13342R1 | 13342R | WEYMOUTH WRC SPILL TO STORM | 13342 | WRC | No | South | SY6613074360 | 366130 | 74360 | Gravity | Spill to Storm | 900 |  |  |  | Mains-powered | 2021-05-11 | AMP7 | N | N/A | N/A | N/A | N/A | N/A | N/A | N/A | N/A | N/A | N/A |  | N | - | - | - | - | - | - | - |  | Shared with Mon1 | 13342 |  |  | FINE | #N/A | #N/A
13343X1 | 13343X | WHITELACKINGTON WRC SSO | 13343 | WRC |  | West | ST3810315715 |  |  |  | Settled storm overflow | N/A |  |  |  |  | Not installed | Unknown | N | [11 empty] | N | - | - | - | - | - | - | - |  | [MH: 13th April 2023] - No dates for installation, not in AMP7 tracker | #N/A |  | tick | Unpermitted | #N/A | #N/A
13345R1 | 13345R | WICK WRC SPILL TO STORM | 13345 | WRC |  | North | ST6928171906 | 369281 | 171906 | Gravity | Spill to Storm | 16.6 |  |  |  | Mains-powered | 2020-08-17 | AMP7 | N | 245 | 220.5 | E1591 | waste | B12141 | waste | B12142 | waste | B12143 | waste |  | N | - | - | - | - | - | - | - |  |  | #N/A |  |  | FINE | #N/A | #N/A
13345S1 | 13345S | WICK WRC SSO | 13345 | WRC |  | North | ST6928171906 | 369281 | 171906 | Gravity | Settled storm overflow | 16.6 |  | A | 2 minute | Battery-powered | 2018-06-26 | AMP6 | N | 2380 | 2142 | E5195 | waste2 | N/A | N/A | N/A | N/A | N/A | N/A |  | Y | 13345 | Off-road | Site | Site | Tank |  |  |  |  | #N/A |  |  | 13345S1 | #N/A | #N/A
13346R1 | 13346R | WICK ST LAWRENCE WRC SPILL TO STORM | 13346 | WRC |  | West | ST3628966415 | 336289 | 166415 | Gravity | Spill to Storm | 139 |  |  |  | Mains-powered | 2021-07-26 | AMP7 | N | 1180 | 1062 | E54418 | waste | B44921 | waste | B44922 | waste | B44910 | waste |  | N | - | - | - | - | - | - | - |  |  | 13346 |  |  | FINE | #N/A | #N/A
13346S1 | 13346S | WICK ST LAWRENCE WRC SSO | 13346 | WRC |  | West | ST3628966415 | 336289 | 166415 | Gravity | Settled storm overflow | 139 |  | A | 2 minute | Mains-powered | 2011-02-03 | AMP5 | N | 1044 | 940 | E23500 | waste | B38404 | waste | B38405 | waste | B38407 | waste |  | N | - | - | - | - | - | - | - |  | Date added by MH from O&M manuals | 13346 | DONE |  | 13346S1 | #N/A | #N/A
13347R1 | 13347R | WICKWAR WRC SPILL TO STORM | 13347 | WRC |  | North | ST7283389459 | 372833 | 189459 | Gravity | Spill to Storm | 12 |  |  |  | Mains-powered | 2020-11-16 | AMP7 | N | 208 | 187.2 | E1187 | waste | B10653 | waste | B10662 | waste | B10654 | waste |  | N | - | - | - | - | - | - | - |  |  | #N/A |  |  | FINE | #N/A | #N/A
13347S1 | 13347S | WICKWAR WRC SSO | 13347 | WRC |  | North | ST7283389459 | 372833 | 189459 | Gravity | Settled storm overflow | 12 |  | A | 2 minute | Battery-powered | 2018-07-10 | AMP6 | N | 2965 | 2669 | E5227 | waste2 | N/A | N/A | N/A | N/A | N/A | N/A |  | Y | 13347 | Off-road | Site | Site | Tank |  |  |  |  | #N/A |  |  | 13347S1 | #N/A | #N/A
13349R1 | 13349R | WIMBORNE WRC SPILL TO STORM | 13349 | WRC |  | South | SZ0251499289 | 402514 | 99289 | Gravity | Spill to Storm | 194 |  |  |  | Mains-powered | Not installed | AMP7 | N | N/A | N/A | N/A | N/A | N/A | N/A | N/A | N/A | N/A | N/A |  | N | - | - | - | - | - | - | - |  |  | 13349 |  |  | FINE | #N/A | #N/A
13349S1 | 13349S | WIMBORNE WRC SSO 1 | 13349 | WRC |  | South | SZ0251499289 | 402514 | 99289 | Gravity | Settled storm overflow | 194 |  | B | 2 minute | Battery-powered | 2022-03-07 | AMP7 | N | 3070 | 2916 | E5591 | waste2 | N/A | N/A | N/A | N/A | N/A | N/A |  | Y | 13349 | [8 empty] | Newly added |  |  | 13349S1 | #N/A | #N/A
13349S2 | 13349S | WIMBORNE WRC SSO 2 | 13349 | WRC |  | South | SZ0251499289 | 402514 | 99289 | Gravity | Settled storm overflow | 194 |  | B | 2 minute | Battery-powered | 2022-03-07 | AMP7 | N | 3060 | 2907 | E5592 | waste2 | N/A | N/A | N/A | N/A | N/A | N/A |  | Y | 43349 | [8 empty] | Newly added |  |  | FINE | #N/A | #N/A
13350R1 | 13350R | WINCANTON WRC SPILL TO STORM 3XDWF | 13350 | WRC |  | West | ST7119327382 | 371193 | 127382 | Gravity | Spill to Storm | 70 |  |  |  | Mains-powered | 2021-09-21 | AMP7 | N | 580 | 522 | E10669 | waste | B152559 | waste | B152560 | waste | B152561 | waste |  | N | - | - | - | - | - | - | - |  |  | 13350 |  |  | FINE | #N/A | #N/A
13350R2 | 13350R | WINCANTON WRC SPILL TO STORM 6XDWF | 13350 | WRC |  | West | ST7119327382 | 371193 | 127382 | Gravity | Spill to Storm | 70 |  |  |  | Mains-powered | 2021-09-21 | AMP7 | N | 1077 | 969.3 | E10670 | waste | B152562 | waste | B152563 | waste | B152564 | waste |  | N | - | - | - | - | - | - | - |  |  | 13350 |  |  | FINE | #N/A | #N/A
13350S1 | 13350S | WINCANTON WRC Storm Tank 1 | 13350 | WRC |  | West | ST7119327382 | 371193 | 127382 | Gravity | Settled storm overflow | 70 |  | D | 2 minute | Battery-powered | 2021-10-27 | AMP7 | N | 4205 | 3785 | E5594 | waste2 | N/A | N/A | N/A | N/A | N/A | N/A |  | Y | 13350 | [6 empty] | 2024-05-16 | Wrong spill level on PRISM [16th May 24] EW: corrected Spill & Pre-Spill Levels following review | Newly added |  |  | 13350S1 | #N/A | #N/A
13350S2 | 13350S | WINCANTON WRC Storm Tank 2 | 13350 | WRC |  | West | ST7119327382 | 371193 | 127382 | Gravity | Settled storm overflow | 70 |  | D | 2 minute | Battery-powered | 2021-10-27 | AMP7 | N | 4185 | 3767 | E5595 | waste2 | N/A | N/A | N/A | N/A | N/A | N/A |  | Y | 43350 | [6 empty] | 2024-05-15 | [16th May 24] EW: corrected Spill & Pre-Spill Levels following review | Newly added |  |  | FINE | #N/A | #N/A
13351C1 | 13351C | WINSCOMBE WRC INLET O/F (6DWF) | 13351 | WRC |  | West | ST4003557794 | 340035 | 157794 | Gravity | Storm overflow | 78.5 |  | D | 2 minute | Mains-powered | Not installed | AMP7 | N | 387 | 348 | E6966 | Waste2 | B7777 | Waste2 | B7780 | Waste2 | B7776 | Waste2 |  | N | - | - | - | - | - | - | - | 2024-06-28 | [28th Jun 24] EW: changed alarm DB addresses and transferred Spill Levels, Server and DB addresses from previous R2 entry. | 13351 |  |  | 13351C1 | #N/A | #N/A
13351R1 | 13351R | WINSCOMBE WRC SPILL TO STORM 3XDWF | 13351 | WRC |  | West | ST4003557794 | 340035 | 157794 | Gravity | Spill to Storm | 25.2 |  |  |  | Mains-powered | 2022-10-07 | AMP7 | N | 188 | 169.2 | E6967 | waste2 | B7779 | waste2 | B7781 | waste2 | B7778 | waste2 |  | N | - | - | - | - | - | - | - |  |  | 13351 |  |  | FINE | E6967 | #N/A
13351R2 | 13351R | WINSCOMBE WRC SPILL TO STORM 6XDWF | 13351 | WRC | No | West | ST4003557794 | 340035 | 157794 | Gravity | Spill to Storm | 25.2 |  |  |  | Mains-powered | 2022-10-07 | AMP7 | N | 387 | 348.3 | E6966 | waste2 | B7777 | waste2 | B7780 | waste2 | B7776 | waste2 |  | N | - | - | - | - | - | - | - | 2024-06-28 | [28th Jun 24] EW: removed entry and transferred information to C1 entry. | 13351 |  |  | FINE | #N/A | #N/A
13351S1 | 13351S | WINSCOMBE WRC SSO | 13351 | WRC |  | West | ST4003557794 | 340035 | 157794 | Gravity | Settled storm overflow | 25.2 |  | A | 2 minute | Battery-powered | 2018-02-06 | AMP6 | N | 120 | 108 | E5074 | waste2 | N/A | N/A | N/A | N/A | N/A | N/A |  | Y | 13351 | Off-road | Site | Site | Chamber | Yes |  |  |  | 13351 |  |  | 13351S1 | #N/A | #N/A
13352R1 | 13352R | WINSLEY WRC SPILL TO STORM | 13352 | WRC |  | North | ST7981259954 | 379812 | 159954 | Gravity | Spill to Storm | 13.9 |  |  |  | Mains-powered | 2020-10-20 | AMP7 | N | 323 | 290.7 | E3980 | waste | B21518 | waste | B21522 | waste | B21523 | waste |  | N | - | - | - | - | - | - | - |  |  | 13352 |  |  | FINE | #N/A | #N/A
13352S1 | 13352S | WINSLEY WRC SSO | 13352 | WRC |  | North | ST7981259954 | 379812 | 159954 |  | Settled storm overflow | 13.9 |  | C | 15 minute | Mains-powered | 2022-02-22 | AMP7 | N | 1156 | 1040 | E3978 | waste | B21519 | waste | B21520 | waste | B21521 | waste |  | N | - | - | - | - | - | - | - | 2024-07-03 | [3rd Jul 24] EW: Updated Spill and Pre-Spill Levels. | 13352 |  |  | 13352S1 | #N/A | #N/A
13353R1 | 13353R | GREAT WISHFORD WRC BALANCE TANK TO STORM 1 | 13353 | WRC |  | South | SU0858233694 | 408582 | 133694 | Gravity | Spill to Storm | 17.7 |  |  |  | Mains-powered | 2022-08-19 | AMP7 | N | 1540 | 1386 | E31738 | waste | B105642 | waste | B105641 | waste | B105643 | waste |  | N | - | - | - | - | - | - | - |  |  | #N/A |  |  | FINE | #N/A | #N/A
13353R2 | 13353R | GREAT WISHFORD WRC BALANCE TANK TO STORM 2 | 13353 | WRC |  | South | SU0858233694 | 408582 | 133694 | Gravity | Spill to Storm | 17.7 |  |  |  | Mains-powered | 2022-08-19 | AMP7 | N | 1453 | 1307.7 | E31739 | waste | B105647 | waste | B105645 | waste | B105649 | waste |  | N | - | - | - | - | - | - | - |  |  | #N/A |  |  | FINE | #N/A | #N/A
13353S1 | 13353S | GREAT WISHFORD WRC SSO | 13353 | WRC |  | South | SU0858233694 | 408582 | 133694 | Gravity | Settled storm overflow | 17.7 |  | A | 2 minute | Mains-powered | 2019-04-08 | AMP6 | N | 2370 | 2133 | E31735 | waste | B86727 | waste | B86725 | waste | B86726 | waste |  | N | - | - | - | - | - | - | - |  |  | #N/A |  |  | 13353S1 | #N/A | #N/A
13354C1 | 13354C | WIVELISCOMBE WRC HILLSMOOR WRC INLET O/F | 13354 | WRC |  | West | ST0867227371 | 308672 | 127371 | Gravity | Storm overflow | 115 |  | B | 15 minute | Mains-powered | 2019-04-03 | AMP6 | N | 400 | 360 | E31506 | waste | N/A | N/A | N/A | N/A | B104384 | waste |  | N | - | - | - | - | - | - | - |  |  | #N/A |  |  | 13354C1 | #N/A | #N/A
13354R1 | 13354R | WIVELISCOMBE (HILLSMOOR) WRC SPILL TO STORM | 13354 | WRC |  | West | ST0867227371 | 308672 | 127371 | Gravity | Spill to Storm | 20.3 |  |  |  | Mains-powered | 2021-09-06 | AMP7 | N | 310 | 279 | E31511 | waste | B104429 | waste | B104430 | waste | B104404 | waste |  | N | - | - | - | - | - | - | - |  |  | #N/A |  |  | FINE | #N/A | #N/A
13354S1 | 13354S | WIVELISCOMBE WRC HILLSMOOR SSO | 13354 | WRC |  | West | ST0867227371 | 308672 | 127371 | Gravity | Settled storm overflow | 20.3 |  | B | 15 minute | Mains-powered | 2019-04-03 | AMP6 | N | 564 | 501 | E31516 | waste | B104267 | waste | B104266 | waste | B104394 | waste |  | N | - | - | - | - | - | - | - |  |  | #N/A |  |  | 13354S1 | #N/A | #N/A
13355C1 | 13355C | WIVELISCOMBE STYLES WRC INLET O/F | 13355 | WRC |  | West | ST0833728347 | 308337 | 128347 | Gravity | Storm overflow | 50 |  | B | 15 minute | Battery-powered | 2020-03-12 | AMP6 | N | 450 | 405 | E5489 | waste2 | N/A | N/A | N/A | N/A | N/A | N/A |  | Y | 43355 | Off-road | Site | Site | Channel |  |  |  |  | #N/A |  |  | 13355C1 | #N/A | #N/A
13355R1 | 13355R | WIVELISCOMBE (STYLE) WRC SPILL TO STORM | 13355 | WRC |  | West | ST0833728347 | 308337 | 128347 | Gravity | Spill to Storm | 13.7 |  |  |  | Mains-powered | 2021-08-20 | AMP7 | N | 288 | 259.2 | E7616 | waste | B39198 | waste | B39199 | waste | B39200 | waste |  | N | - | - | - | - | - | - | - |  |  | #N/A |  |  | FINE | #N/A | #N/A
13355S1 | 13355S | WIVELISCOMBE STYLES WRC SSO | 13355 | WRC |  | West | ST0833728347 | 308337 | 128347 | Gravity | Settled storm overflow | 13.7 |  | B | 15 minute | Battery-powered | 2019-04-03 | AMP6 | N | 5160 | 4644 | E5422 | waste2 | N/A | N/A | N/A | N/A | N/A | N/A |  | Y | 13355 | Off-road | Site | Site | Tank |  |  |  |  | #N/A |  |  | 13355S1 | #N/A | #N/A
13357X1 | 13357X | WoodGreen WRC Bio Bed | 13357 | Other | [6 empty] | Non-EDM | N/A |  | N/A | N/A | Battery-powered | 2017-05-01 | Non-EDM | N | N/A | N/A | E6124 | waste2 | N/A | N/A | N/A | N/A | N/A | N/A |  | Y | 13357 | Off-road | Site | Site | Tank | Yes |  |  |  | #N/A |  |  | FINE | #N/A | #N/A
13358B1 | 13358B | WOOKEY WRC INLET O/F | 13358 | WRC |  | West | ST5073645551 | 350736 | 145551 | Gravity | Storm/ Emergency | 30 |  | A | 2 minute | Mains-powered | 2018-07-02 | AMP6 | N | 4275 | 3848 | E37357 | waste | B18877 | waste | B18899 | waste | B18900 | waste |  | N | - | - | - | - | - | - | - | 2024-08-07 | [7th Aug 24] Updated Pre-Spill Level. | #N/A |  |  | 13358B1 | #N/A | #N/A
13358R1 | 13358R | WOOKEY WRC SPILL TO STORM | 13358 | WRC |  | West | ST5073645551 | 350736 | 145551 | Gravity | Spill to Storm | 15 |  |  |  | Mains-powered | 2022-06-20 | AMP7 | N | 180 | 162 | E3277 | waste | B18924 | waste | B18923 | waste | B18925 | waste |  | N | - | - | - | - | - | - | - |  |  | #N/A |  |  | FINE | #N/A | #N/A
13358S1 | 13358S | WOOKEY WRC SSO | 13358 | WRC |  | West | ST5073645551 | 350736 | 145551 | Gravity | Settled storm overflow | 15 |  | A | 2 minute | Battery-powered | 2018-07-17 | AMP6 | N | 1400 | 1260 | E5205 | waste2 | N/A | N/A | N/A | N/A | N/A | N/A |  | Y | 13358 | Off-road | Site | Site | Tank |  |  |  |  | #N/A |  |  | 13358S1 | #N/A | #N/A
13360R1 | 13360R | WOOTTON BASSETT WRC SPILL TO STORM | 13360 | WRC |  | North | SU0738281358 | 407382 | 181358 | Gravity | Spill to Storm | 77 |  |  |  | Mains-powered | 2021-02-24 | AMP7 | N | 475 | 427.5 | E3117 | waste | B18347 | waste | B139175 | waste | B18352 | waste |  | N | - | - | - | - | - | - | - |  |  | #N/A |  |  | FINE | #N/A | #N/A
13360S1 | 13360S | WOOTTON BASSETT WRC SSO ST3 | 13360 | WRC |  | North | SU0738281358 | 407382 | 181358 | Gravity | Settled storm overflow | 77 |  | A | 2 minute | Battery-powered | 2020-02-07 | AMP6 | N | 3080 | 2772 | E5450 | waste2 | B18348 | waste | N/A | waste | N/A | waste |  | Y | 13360 | Off-road | Site | Site | Tank |  |  |  |  | #N/A |  |  | 13360S1 | #N/A | #N/A
13362R1 | 13362R | WORTH MATRAVERS WRC SPILL TO STORM | 13362 | WRC |  | South | SY9738076848 | 397380 | 76848 | Gravity | Spill to Storm | 4.44 |  |  |  | Mains-powered | 2024-02-26 | AMP7 | N | 710 | 639 | E18738 | waste | B86777 | waste | B86776 | waste | B86778 | waste |  | N | - | - | - | - | - | - | - |  |  | #N/A |  |  | FINE | #N/A | #N/A
13362S1 | 13362S | WORTH MATRAVERS WRC SSO | 13362 | WRC |  | South | SY9738076848 | 397380 | 76848 | Gravity | Settled storm overflow | 4.44 |  | A | 2 minute | Mains-powered | 2017-07-31 | AMP6 | N | 710 | 639 | E18738 | waste | B86777 | waste | B86776 | waste | B86778 | waste |  | N | - | - | - | - | - | - | - |  |  | #N/A |  |  | 13362S1 | #N/A | #N/A
13364C1 | 13364C | WRINGTON WRC INLET O/F | 13364 | WRC | No | West | ST4643262622 | 346432 | 162622 |  | Storm overflow | 53 |  | D | 15 minute | N/A | N/A | N/A | N | N/A | N/A | N/A | N/A | N/A | N/A | N/A | N/A | N/A | N/A |  | N | - | - | - | - | - | - | - |  | Covered by 17058. | 13364 |  |  | 13364C1 | #N/A | #N/A
13364R1 | 13364R | WRINGTON WRC SPILL TO STORM | 13364 | WRC |  | West | ST4643262622 | 346432 | 162622 | Gravity | Spill to Storm | 32 |  |  |  | Mains-powered | 2021-02-17 | AMP7 | N | 297 | 267 | E97884 | waste | B156235 | waste | B156236 | waste | B156240 | waste |  | N | - | - | - | - | - | - | - |  |  | 13364 |  |  | FINE | #N/A | #N/A
13364S1 | 13364S | WRINGTON WRC SSO | 13364 | WRC |  | West | ST4643262622 | 346432 | 162622 |  | Settled storm overflow | 32 |  | D | 15 minute | Mains-powered | 2022-04-01 | AMP7 | N | 1475 | 1327.5 | E56996 | waste | B48719 | waste | B48718 | waste | B48720 | waste |  | N | - | - | - | - | - | - | - |  |  | 13364 |  |  | 13364S1 | #N/A | #N/A
13366R1 | 13366R | YEOVIL PEN MILL WRC SPILL TO STORM | 13366 | WRC |  | West | ST5732216294 | 357322 | 116294 | Gravity | Spill to Storm | 397 |  |  |  | Mains-powered | Not installed | AMP7 | N | N/A | N/A | N/A | N/A | N/A | N/A | N/A | N/A | N/A | N/A |  | N | - | - | - | - | - | - | - |  |  | #N/A |  |  | FINE | #N/A | #N/A
13366S1 | 13366S | YEOVIL PEN MILL WRC SSO STORM TANK 1 | 13366 | WRC |  | West | ST5732216294 | 357322 | 116294 | Gravity | Settled storm overflow | 397 |  | A | 2 minute | Mains-powered | 2016-07-19 | AMP6 | N | 2005 | 1805 | E2626 | waste | B16448 | waste | N/A | waste | B54834 | waste |  | N | - | - | - | - | - | - | - |  |  | #N/A |  |  | 13366S1 | #N/A | #N/A
13366S2 | 13366S | YEOVIL PEN MILL WRC SSO STORM TANK 2 | 13366 | WRC |  | West | ST5732216294 | 357322 | 116294 | Gravity | Settled storm overflow | 397 |  | A | 2 minute | Mains-powered | 2016-07-19 | AMP6 | N | 1980 | 1782 | E2627 | waste | B16448 | waste | N/A | waste | B54835 | waste |  | N | - | - | - | - | - | - | - |  |  | #N/A |  |  | FINE | #N/A | #N/A
13366S3 | 13366S | YEOVIL PEN MILL WRC SSO STORM TANK 3 | 13366 | WRC |  | West | ST5732216294 | 357322 | 116294 | Gravity | Settled storm overflow | 397 |  | A | 2 minute | Mains-powered | 2016-07-19 | AMP6 | N | 2600 | 2340 | E2628 | waste | B16448 | waste | N/A | waste | B54836 | waste |  | N | - | - | - | - | - | - | - |  |  | #N/A |  |  | FINE | #N/A | #N/A
13366S4 | 13366S | YEOVIL PEN MILL WRC SSO STORM TANK 4 | 13366 | WRC |  | West | ST5732216294 | 357322 | 116294 | Gravity | Settled storm overflow | 397 |  | A | 2 minute | Mains-powered | 2016-07-19 | AMP6 | N | 3070 | 2763 | E2629 | waste | B16448 | waste | N/A | waste | B54837 | waste |  | N | - | - | - | - | - | - | - |  |  | #N/A |  |  | FINE | #N/A | #N/A
13368B1 | 13368B | YEOVIL WITHOUT WRC INLET O/F | 13368 | WRC |  | West | ST5603318697 | 356033 | 118697 |  | Storm/ Emergency | 41.5 |  | C | 15 minute | Mains-powered | 2022-08-06 | AMP7 | N | 515 | 463.5 | E2644 | waste | B38421 | waste | B38422 | waste | B38423 | waste |  | N | - | - | - | - | - | - | - |  |  | 13368 |  |  | 13368B1 | #N/A | #N/A
13368R1 | 13368R | YEOVIL WITHOUT WRC SPILL TO STORM | 13368 | WRC |  | West | ST5603318697 | 356033 | 118697 | Gravity | Spill to Storm | 13.5 |  |  |  | Mains-powered | 2020-11-09 | AMP7 | N | 212 | 190.8 | E99562 | waste | B16549 | waste | B16548 | waste | B16550 | waste |  | N | - | - | - | - | - | - | - |  |  | 13368 |  |  | FINE | #N/A | #N/A
13368S1 | 13368S | YEOVIL WITHOUT WRC SSO | 13368 | WRC |  | West | ST5603318697 | 356033 | 118697 |  | Settled storm overflow | 13.5 |  | C | 15 minute | Mains-powered | 2022-08-06 | AMP7 | N | 2410 | 2169 | E2645 | waste | B38424 | waste | B38357 | waste | B16547 | waste |  | N | - | - | - | - | - | - | - |  |  | 13368 |  |  | 13368S1 | #N/A | #N/A
13373B1 | 13373B | PORLOCK WEIR SPS | 13373 | SPS |  | West | SS8650647863 | 286506 | 147863 | Gravity | Storm/ Emergency | 7 |  | A | 2 minute | Mains-powered | 2011-02-11 | AMP5 | N | 4130 | 3717 | E32949 | waste | B110179 | waste | N/A | waste | B110182 | waste |  | N | - | - | - | - | - | - | - |  | Date added by MH from O&M manuals | 13373 | Potential Remove |  | 13373B1 | E32949 | 13373
13373B2 | 13373B | PORLOCK WEIR SPS (CELLO) | 13373 | SPS |  | West | SS8650647863 | 286506 | 147863 | Gravity | Storm/ Emergency | 7 |  | A | 2 minute | Battery-powered | 2022-12-20 | AMP7 | N | 1050 | 945 | E8308 | waste2 | N/A | N/A | N/A | N/A | N/A | N/A |  | Y | 13373 | Road | Car Park | In chamber |  | Yes |  |  | Wrong spill level on PRISM | Newly added |  |  | FINE | #N/A | 13373
13381B1 | 13381B | WEST MILTON INLET O/F | 13381 | WRC |  | South | SY5012096290 | 350120 | 96290 | Gravity | Storm/ Emergency | 2.8 |  | B | 15 minute | Battery-powered | 2018-10-23 | AMP6 | N | 1630 | 1467 | E5381 | waste2 | N/A | N/A | N/A | N/A | N/A | N/A |  | Y | 13381 | Off-road | Site | In chamber |  | Yes |  |  |  | #N/A |  |  | 13381B1 | #N/A | #N/A
13389B1 | 13389B | BOSSINGTON SPS | 13389 | SPS |  | West | SS8947948172 | 289479 | 148172 | Gravity | Storm/ Emergency | 13 |  | A | 2 minute | Mains-powered | 2011-02-11 | AMP5 | N | 3385 | 3060 | E33002 | waste | B110365 | waste | B110366 | waste | B110368 | waste |  | N | - | - | - | - | - | - | - |  | Date added by MH from O&M manuals | 13389 | DONE |  | 13389B1 | #N/A | #N/A
13514C1 | 13514C | WEST BAGBOROUGH STW | 13514 | WRC |  | West | ST1608333193 | 316083 | 133193 |  | Storm Overflow | 3 |  |  |  |  | 2023-07-21 | AMP7 | N | 280 | 252 | E4967 | waste | B25133 | waste | B25134 | waste | B25125 | waste | [11 empty] | New to register but no install data |  |  | 13514C1 | #N/A | #N/A
13515R1 | 13515R | PORLOCK WRC SPILL TO STORM | 13515 | WRC |  | West | SS8856047390 | 288560 | 147390 | Gravity | Spill to Storm | 21.7 |  |  |  | Mains-powered | 2023-11-23 | AMP7 | N | 1400 | 1260 | E5934 | waste | B46873 | waste | B46874 | waste | B46875 | waste |  | N | - | - | - | - | - | - | - |  |  | 13515 |  |  | FINE | #N/A | #N/A
13515Z1 | 13515Z | PORLOCK SPARKHAYES LANE WRC SSO (Chamber F) | 13515 | WRC |  | West | SS8856047390 | 288560 | 147390 | Gravity | Storm/ Emergency | 21.7 |  | A | 2 minute | Mains-powered | 2011-02-14 | AMP5 | N | 1790 | 1611 | E5902 | waste | B29124 | waste | B46870 | waste | B46871 | waste |  | N | - | - | - | - | - | - | - | 2024-06-04 | [18th Feb 22] Anthony Marsh updated Overflow Unique ID on 18th Feb 2022 from 13515S + 13515E to 13515Z. [4th Jun 24] EW: Updated alarm DB Addresses. | 13515 | Further Needed |  | 13515Z1 | #N/A | #N/A
13515Z2 | 13515Z | PORLOCK SPARKHAYES LANE WRC (CELLO) | 13515 | WRC |  | West | SS8856047390 | 288560 | 147390 | Gravity | Storm/ Emergency | 21.7 |  |  | 2 minute | Battery-powered | 2023-02-22 | AMP7 | N | 1850 | 1665 | E6202 | waste2 | N/A | N/A | N/A | N/A | N/A | N/A |  | Y | 13515 | [7 empty] | What is this? Wrong spill level on PRISM | Newly added |  |  | FINE | #N/A | #N/A
13522R1 | 13522R | RAF LYNEHAM WRC SPILL TO STORM | 13522 | WRC |  | North | SU0263977788 | 402639 | 177788 | Gravity | Spill to Storm | 51.3 |  |  |  | Mains-powered | 2023-06-30 | AMP7 | N | 349 | 314 | E11363 | waste | B61444 | Waste | N/A | N/A | B61446 | Waste |  | N | - | - | - | - | - | - | - | 2024-07-03 | [3rd Jul 24] EW: Added alarm DB addresses | #N/A |  |  | FINE | #N/A | #N/A
13522S1 | 13522S | LYNEHAM RAF MAIN WRC SSO | 13522 | WRC |  | North | SU0263977788 | 402639 | 177788 | Gravity | Settled storm overflow | 51.3 |  | A | 2 minute | Mains-powered | 2019-01-25 | AMP6 | N | 2250 | 2025 | E11365 | waste | B61434 | waste | B61433 | waste | B61442 | waste |  | N | - | - | - | - | - | - | - | 2024-07-03 | [5th Jan 23] Spill and Pre-Spill alarms were changed on site by EMI. Spill: 2250 --> 2620mm and Pre-Spill: 2025mm --> 2358mm. [3rd Jul 24] EW: Alarms changed back to original settings (2250mm & 2025 mm) on 31st May 2024. | #N/A |  |  | 13522S1 | #N/A | #N/A
13639E1 | 13639E | DURLEIGH ENMORE ROAD RESERVOIR SPS | 13639 | SPS | No | West | ST2748936336 |  |  |  | EO | N/A |  |  |  |  | NOT INSTALLED | N/A | Y | [11 empty] | N | - | - | - | - | - | - | - |  | Change in site ID to 13639 From O&M manual: "ACIEM were refused entry onto site. It had been assumed that the site would be constructed/designed up to the latest standards capturing any spills on the site." | #N/A |  | tick | Change in ID | #N/A | #N/A
13678X1 | 13678X | WIMBORNE STGILES DIGESTATE CB | 13678 | MH |  | South | SU0218115371 | 402181 | 115371 |  | Non-EDM | N/A |  | N/A | N/A | Battery-powered | 2021-05-25 | Non-EDM | N | 1800 | 1620 | E5550 | waste2 | N/A | N/A | N/A | N/A | N/A | N/A |  | Y | 13678 | Off-road | Site | In chamber |  | Yes |  |  |  | #N/A |  |  | FINE | #N/A | #N/A
13704X1 | 13704X | CHARMINSTER MH SZ09923704 | 13704 | CSO | No | South | SZ0934792789 |  |  |  | Non-EDM | N/A |  | N/A | N/A | Battery-powered | 2018-03-01 | Non-EDM | N | 2000 | 1800 | E5058 | waste2 | N/A | N/A | N/A | N/A | N/A | N/A |  | Y | 33704 | Road |  | Outside Chamber | Box | Yes |  |  | [27th May 22] Now identified as Cello 33704. | #N/A |  |  | FINE | #N/A | #N/A
13726X1 | 13726X | BOURNEMOUTH CHARMINSTER ROAD CSO | 13726 | CSO |  | South | SZ0972693451 | 409726 | 93451 |  | Storm overflow | N/A |  |  |  |  | 2023-11-23 | AMP7 | N | 2000 | 1800 | E5058 | waste2 | [7 empty] | N | - | - | - | - | - | - | - |  | No EDM installed here | 13726 |  | tick | Unpermitted | #N/A | #N/A
13817X1 | 13817X | CHIPPENHAM 22 LONG CLOSE CSO | 13817 | CSO |  | North | ST9280772669 | 392807 | 172669 |  | Storm overflow | N/A |  |  |  |  | Not installed | Unknown | N | [11 empty] | N | - | - | - | - | - | - | - |  | [MH: 13th April 2023] - No dates for installation, not in AMP7 tracker | #N/A |  | tick | Unpermitted | #N/A | #N/A
13917X1 | 13917X | 73a Seamoor Road, Westbourne, Bournemouth CSO | 13917 | CSO |  | South | SZ0682491501 | 406824 | 91501 |  | Storm Overflow | N/A |  |  |  |  | 2023-09-12 | AMP7 | N | 1772 | 1595 | E21302 | waste2 | [17 empty] | New to register but no install data |  |  | Unpermitted | #N/A | #N/A
13966C1 | 13966C | LITTLETON PANELL - CORNBURY MILL - CSO | 13966 | CSO |  | North | SU0059353905 | 400593 | 153905 | Gravity | Storm Overflow | N/A |  | Unknown | 2 minute | Battery-Powered | 2022-02-03 | AMP7 | N | 320 | 288 | E21338 | waste2 | N/A | N/A | N/A | N/A | N/A | N/A |  | Y | 13966 | Off-road | Verge | Outside Chamber | Box | Yes |  | 2024-06-28 | [28th Jun 24] EW: Updated Permit Reference from X to C. | Newly addded |  |  | Unpermitted | #N/A | #N/A
14002B1 | 14002B | BATH TWERTON SPS | 14002 | SPS |  | North | ST7387264976 | 373872 | 164976 | Gravity | Storm/ Emergency | 1050 |  | B | 15 minute | Mains-powered | 2019-01-09 | AMP6 | N | 13890 | 12501 | E23593 | waste | N/A | N/A | N/A | N/A | N/A | N/A |  | N | - | - | - | - | - | - | - |  |  | #N/A |  |  | 14002B1 | E23593 | 14002
14009E1 | 14009E | NORTON FITZWARREN - WASSAIL VIEW (MANOR FARM) SPS | 14009 | SPS |  | West | ST1908025890 | 319080 | 125890 | Gravity | EO | N/A |  |  |  | Mains-powered |  | AMP7 | Y | 1830 | 1647 | E6837 | waste | B33099 | waste | N/A | waste | N/A | waste |  | N | - | - | - | - | - | - | - |  |  | #N/A |  |  | 14009E1 | E6837 | 14009
14014E1 | 14014E | BRISTOL KINGS WALK SPS | 14014 | SPS |  | North | ST5619669145 | 356196 | 169145 | Gravity | EO | N/A |  |  |  | Mains-powered |  | AMP7 | Y | 2380 | 2142 | E10965 | waste | B58675 | waste | N/A | waste | N/A | waste |  | N | - | - | - | - | - | - | - |  |  | #N/A |  |  | 14014E1 | E10965 | 14014
14016B1 | 14016B | BRISTOL ASHTON AVE SPS | 14016 | SPS |  | North | ST5690171966 | 356901 | 171966 | Gravity | Storm/ Emergency | 2050 |  | A | 2 minute | Mains-powered | 2020-07-28 | AMP6 | N | 1820 | 1640 | E11437 | waste | B109895 | waste | B109894 | waste | N/A | waste |  | N | - | - | - | - | - | - | - |  | Date added by MH from O&M manuals | #N/A |  |  | 14016B1 | E11437 | 14016
14016B2 | 14016B | BRISTOL ASHTON AVE SPS SCREEN CHAMBER | 14016 | SPS |  | North | ST5690171966 | 356901 | 171966 | Gravity | Storm/ Emergency | 2050 |  | A | 2 minute | Mains-powered | 2020-07-28 | AMP6 | N | 2800 | 2520 | E11454 | waste | B109897 | waste | B109896 | waste | N/A | waste |  | N | - | - | - | - | - | - | - |  |  | Newly addded |  | tick | FINE | E11454 | 14016
14017B1 | 14017B | BRISTOL BLACK ROCK PORTWAY CSO | 14017 | CSO |  | North | ST5619174415 | 356191 | 174415 | Gravity | Storm/ Emergency | 8450 |  | B | 15 minute | Mains-powered | 2019-11-13 | AMP6 | N | 2730 | 2471 | E5148 | waste | B32081 | waste | B32073 | waste | B32074 | waste |  | N | - | - | - | - | - | - | - |  |  | #N/A |  |  | 14017B1 | E5148 | 14017
14020B1 | 14020B | LOWER STANTON DREW SPS | 14020 | SPS |  | North | ST5973663344 | 359736 | 163344 | Gravity | Storm/ Emergency | N/A |  |  |  |  | 2023-08-04 | AMP7 | N | 2550 | 2295 | E8610 | waste | B42086 | waste | B42087 | waste | B42088 | waste | [11 empty] | New to register but no install data |  |  | 14020B1 | #N/A | #N/A
14046B1 | 14046B | PEWSEY THE SWAN SPS | 14046 | SPS |  | North | SU1631259724 | 416312 | 159724 | Pumped | Storm/ Emergency | 53 |  | A | 2 minute | Mains-powered | 2018-01-16 | AMP6 | N | N/A | N/A | E24656 | waste | B46712 | waste | N/A | waste | B46697 | waste |  | N | - | - | - | - | - | - | - |  | Date added by MH from O&M manuals [22nd Dec 23] EW: changed Spill alarm to common pumped Spill alarm. | #N/A |  |  | 14046B1 | E24656 | 14046
14047B1 | 14047B | COATE SPANIELS BRIDGE SPS | 14047 | SPS |  | North | SU0420662217 | 404206 | 162217 | Gravity | Storm/ Emergency | 7.4 |  | A | 2 minute | Mains-powered | 2017-10-20 | AMP6 | N | 1825 | 1643 | E27046 | waste | B128901 | waste | B128900 | waste | B128903 | waste |  | N | - | - | - | - | - | - | - |  |  | #N/A |  |  | 14047B1 | E27046 | 14047
14049B1 | 14049B | PEWSEY WILCOT LODGE SPS | 14049 | SPS |  | North | SU1412160826 | 414121 | 160826 | Gravity | Storm/ Emergency | 4 |  | D | 15 minute | Mains-powered | 2022-03-10 | AMP7 | N | 2135 | 1921.5 | E26290 | waste | B86153 | waste | B86154 | waste | B86155 | waste |  | N | - | - | - | - | - | - | - |  |  | 14049 |  |  | 14049B1 | #N/A | #N/A
14050B1 | 14050B | COLLINGBOURNE DUCIS SPS | 14050 | SPS |  | North | SU2423453551 | 424234 | 153551 | Pumped | Storm/ Emergency | 20 |  | A | 2 minute | Mains-powered | 2019-02-08 | AMP6 | N | N/A | N/A | N/A | N/A | B65264 | waste | N/A | waste | N/A | waste |  | N | - | - | - | - | - | - | - |  |  | #N/A |  |  | 14050B1 | #N/A | 14050
14054E1 | 14054E | PEWSEY JUBILEE SPS | 14054 | SPS |  | North | SU1596660509 | 415966 | 160509 | Gravity | EO | N/A |  | B | 15 minute | Battery-powered | 2018-09-20 | AMP6 | Y | 1735 | 1562 | E5365 | waste2 | N/A | N/A | N/A | N/A | N/A | N/A |  | Y | 14054 | Off-road | Verge | In chamber |  | Yes |  |  |  | #N/A |  |  | 14054E1 | E5365 | 14054
14055B1 | 14055B | MARDEN HIGH ST SPS | 14055 | SPS |  | North | SU0853457748 | 408534 | 157748 | Gravity | Storm/ Emergency | 8 |  | D | 15 minute | Mains-powered | 2020-06-26 | AMP7 | N | 2558 | 2302 | E26415 | waste | B63571 | waste | B63572 | waste | B63573 | waste |  | N | - | - | - | - | - | - | - |  |  | 14055 |  |  | 14055B1 | E26415 | 14055
14057B1 | 14057B | GREAT CHEVERELL SPS | 14057 | SPS |  | North | ST9818355205 | 398183 | 155205 | Gravity | Storm/ Emergency | N/A |  | B | 15 minute | Mains-powered | 2022-03-08 | AMP7 | N | 1570 | 1413 | E5099 | waste | B64824 | waste | B64825 | waste | B64826 | waste |  | N | - | - | - | - | - | - | - |  |  | 14057 |  |  | 14057B1 | E5099 | 14057
14059B1 | 14059B | ROWDE TOWER VIEW SPS | 14059 | SPS |  | North | ST9753862912 | 397538 | 162912 | Gravity | Storm/ Emergency | 7.7 |  | A | 2 minute | Mains-powered | 2017-06-06 | AMP6 | N | 1675 | 1508 | E25064 | waste | B12062 | waste | N/A | waste | N/A | waste |  | N | - | - | - | - | - | - | - |  |  | #N/A |  |  | 14059B1 | E25064 | 14059
14063E1 | 14063E | KINGSWOOD SWINEFORD SPS | 14063 | SPS |  | North | ST6907369027 | 369073 | 169027 | Gravity | EO | N/A |  |  |  | Mains-powered | 2021-06-23 | AMP7 | Y | 1690 | 1521 | E26380 | waste | B38785 | waste | N/A | waste | N/A | waste |  | N | - | - | - | - | - | - | - |  |  | #N/A |  |  | 14063E1 | E26380 | 14063
14064B1 | 14064B | WILLSBRIDGE GOAT FIELD SPS | 14064 | SPS |  | North | ST6649870445 | 366498 | 170445 | Gravity | Storm/ Emergency | 30 |  | A | 2 minute | Battery-powered | 2018-10-29 | AMP6 | N | 1980 | 1782 | E5023 | waste2 | N/A | N/A | N/A | N/A | N/A | N/A |  | Y | 14064 | Off-road | Grass | Outside Chamber | Bollard | Yes | PTI |  |  | #N/A |  |  | 14064B1 | E5023 | 14064
14067B1 | 14067B | BITTON SPS | 14067 | SPS |  | North | ST6801469402 | 368014 | 169402 | Gravity | Storm/ Emergency | N/A |  | B | 15 minute | Mains-powered | 2017-03-17 | AMP6 | N | 3760 | 3384 | E51507 | waste | B135013 | waste | B135012 | waste | B135014 | waste |  | N | - | - | - | - | - | - | - |  |  | #N/A |  |  | 14067B1 | E51507 | 14067
14068E1 | 14068E | GLASTONBURY BUSHYCOMBE SPS | 14068 | SPS |  | West | ST5058738931 | 350587 | 138931 | Gravity | EO | N/A |  |  |  | Mains-powered |  | AMP7 | Y | 1580 | 1422 | E5416 | waste | B27303 | waste | N/A | waste | N/A | waste |  | N | - | - | - | - | - | - | - |  |  | #N/A |  |  | 14068E1 | E5416 | 14068
14069B1 | 14069B | STREET HOUNDSWOOD DROVE SPS | 14069 | SPS |  | West | ST4718836833 | 347188 | 136833 | Gravity | Storm/ Emergency | 31.4 |  | D | 15 minute | Mains-powered | 2018-03-26 | AMP6 | N | 1307 | 1176 | E5663 | waste | B28216 | waste | B28215 | waste | B28217 | waste |  | N | - | - | - | - | - | - | - |  |  | #N/A |  |  | 14069B1 | E5663 | 14069
14070E1 | 14070E | GODNEY SPS | 14070 | SPS |  | West | ST4711042703 | 347110 | 142703 | Gravity | EO | N/A |  |  |  | Mains-powered |  | AMP7 | Y | 3000 | 2700 | E5616 | waste | B27991 | waste | N/A | waste | N/A | waste |  | N | - | - | - | - | - | - | - |  |  | #N/A |  |  | 14070E1 | E5616 | 14070
14071E1 | 14071E | MEARE OXENPILL SPS | 14071 | SPS |  | West | ST4470841760 | 344708 | 141760 | Gravity | EO | N/A |  |  |  | Mains-powered |  | AMP7 | Y | 2100 | 1890 | E3195 | waste | B18656 | waste | N/A | waste | N/A | waste |  | N | - | - | - | - | - | - | - |  |  | #N/A |  |  | 14071E1 | E3195 | 14071
14072B1 | 14072B | WOOKEY HOLE BLEADNEY MILL | 14072 | SPS |  | West | ST4869845462 | 348698 | 145462 | Gravity | Storm/ Emergency | 3.5 |  | A | 2 minute | Battery-powered | 2018-02-07 | AMP6 | N | 1080 | 972 | E5130 | waste2 | N/A | N/A | N/A | N/A | N/A | N/A |  | Y | 14072 | Off-road | Grass | Outside Chamber | Bollard | Yes |  |  |  | #N/A |  |  | 14072B1 | E5130 | 14072
14074B1 | 14074B | SHEPTON MALLET FOSSE LANE CHARLTON SPS | 14074 | SPS |  | West | ST6288242697 | 362882 | 142697 | Gravity | Storm/ Emergency | 16.5 |  | D | 15 minute | Mains-powered | 2020-06-25 | AMP7 | N | 1761 | 1584.9 | E5655 | waste | B28186 | waste | B28187 | waste | B28188 | waste |  | N | - | - | - | - | - | - | - |  |  | 14074 |  |  | 14074B1 | #N/A | #N/A
14075B1 | 14075B | GLASTONBURY NORTHLOAD SPS | 14075 | SPS |  | West | ST4936939511 | 349369 | 139511 | Gravity | Storm/ Emergency | 3 |  | B | 15 minute | Mains-powered | 2018-11-26 | AMP6 | N | 2345 | 2111 | E6285 | waste2 | B6216 | waste2 | B6251 | waste2 | B6218 | waste2 |  | N | - | - | - | - | - | - | - |  |  | #N/A |  |  | 14075B1 | E6285 | 14075
14076B1 | 14076B | EVERCREECH STONEY STRATTON SPS | 14076 | SPS |  | West | ST6557638986 | 365576 | 138986 | Gravity | Storm/ Emergency | 6 |  | B | 15 minute | Mains-powered | 2019-01-30 | AMP6 | N | 2255 | 2029 | E5551 | waste | B27753 | waste | B27752 | waste | B27754 | waste |  | N | - | - | - | - | - | - | - |  |  | #N/A |  |  | 14076B1 | E5551 | 14076
14078E1 | 14078E | WELLS HAYBRIDGE SPS | 14078 | SPS |  | West | ST5317445984 | 353174 | 145984 | Gravity | EO | N/A |  |  |  | Mains-powered |  | AMP7 | Y | 3180 | 2862 | E3170 | waste | B18577 | waste | N/A | waste | N/A | waste |  | N | - | - | - | - | - | - | - |  |  | #N/A |  |  | 14078E1 | E3170 | 14078
14080E1 | 14080E | HENTON FORD LANE SPS | 14080 | SPS |  | West | ST4966845439 | 349668 | 145439 | Gravity | EO | N/A |  |  |  | Mains-powered |  | AMP7 | Y | 2090 | 1881 | E33015 | waste | B110395 | waste | N/A | waste | N/A | waste |  | N | - | - | - | - | - | - | - |  |  | #N/A |  |  | 14080E1 | E33015 | 14080
14082B1 | 14082B | STREET THE WHITHYS SPS | 14082 | SPS |  | West | ST4815137247 | 348151 | 137247 | Gravity | Storm/ Emergency | 190 |  | B | 15 minute | Mains-powered | 2018-12-03 | AMP6 | N | 1890 | 1701 | E39930 | waste | B132340 | waste | B132339 | waste | B132346 | waste |  | N | - | - | - | - | - | - | - |  |  | #N/A |  |  | 14082B1 | E39930 | 14082
14083B1 | 14083B | HAVYATT SPS | 14083 | SPS |  | West | ST5389938111 | 353899 | 138111 | Gravity | Storm/ Emergency | 8.1 |  | B | 15 minute | Mains-powered | 2019-11-18 | AMP6 | N | 942 | 848 | E5726 | waste | B28458 | waste | B28452 | waste | B28459 | waste |  | N | - | - | - | - | - | - | - |  |  | #N/A |  |  | 14083B1 | E5726 | 14083
14084B1 | 14084B | GLASTONBURY ACTIS SPS | 14084 | SPS |  | West | ST5049738082 | 350497 | 138082 | Gravity | Storm/ Emergency | 21.9 |  | D | 15 minute | Battery-powered | 2018-02-20 | AMP6 | N | 800 | 720 | E5094 | waste2 | N/A | N/A | N/A | N/A | N/A | N/A |  | Y | 14084 | Off-road | Site | Outside Chamber | Box | Yes |  |  |  | #N/A |  |  | 14084B1 | E5094 | 14084
14085B1 | 14085B | COXLEY RIPPLE SPS | 14085 | SPS |  | West | ST5230643243 | 352306 | 143243 | Gravity | Storm/ Emergency | 6 |  | D | 15 minute | Mains-powered | 2020-06-18 | AMP7 | N | 2520 | 2268 | E5529 | waste | B27639 | waste | B27645 | waste | B27646 | waste |  | N | - | - | - | - | - | - | - |  |  | 14085 |  |  | 14085B1 | #N/A | #N/A
14089E1 | 14089E | WESTHAY SPS | 14089 | SPS |  | West | ST4378942519 |  |  | Gravity | EO | N/A |  |  |  | Mains-powered |  | AMP7 | Y | 2335 | 2101.5 | E5739 | waste | B28510 | waste | N/A | waste | N/A | waste |  | N | - | - | - | - | - | - | - |  |  | #N/A |  |  | 14089E1 | E5739 | 14089
14090E1 | 14090E | BUTLEIGH WOOTTON SPS | 14090 | SPS |  | West | ST5080135080 |  |  | Gravity | EO | N/A |  |  | 15 minute | Mains-powered | 2021-11-18 | AMP7 | Y | 1420 | 1278 | E5339 | waste | B26830 | waste | B26832 | waste | B26833 | waste |  | N | - | - | - | - | - | - | - | 2024-06-12 | [12th Jun 24] EW: Site resurveyed by Flow Measurement Team on 27th June 2023. | 14090 |  |  | 14090E1 | E5339 | 14090
14092B1 | 14092B | GLASTONBURY WELLS ROAD SPS | 14092 | SPS |  | West | ST5065240298 | 350652 | 140298 | Gravity | Storm/ Emergency | 12.8 |  | D | 15 minute | Mains-powered | 2018-02-01 | AMP6 | N | 882 | 793 | E5601 | waste | B27949 | waste | B27948 | waste | B27950 | waste |  | N | - | - | - | - | - | - | - |  | Date added by MH from O&M manuals. Covers 16520 CSO. | #N/A |  |  | 14092B1 | E5601 | 14092
14093B1 | 14093B | WEST PENNARD PAGE LANE SPS | 14093 | SPS |  | West | ST5495638802 | 354956 | 138802 | Gravity | Storm/ Emergency | 5 |  | B | 15 minute | Mains-powered | 2020-06-22 | AMP7 | N | 2949 | 2654.1 | E5427 | waste | B27328 | waste | B27329 | waste | B27330 | waste |  | N | - | - | - | - | - | - | - |  |  | 14093 |  |  | 14093B1 | #N/A | #N/A
14094E1 | 14094E | GLASTONBURY THORDUN SPS | 14094 | SPS |  | West | ST5024340141 |  |  | Gravity | EO | N/A |  |  |  | Mains-powered |  | AMP7 | Y | 2640 | 2376 | E5586 | waste | B27887 | waste | N/A | waste | N/A | waste |  | N | - | - | - | - | - | - | - |  |  | #N/A |  |  | 14094E1 | E5586 | 14094
14096B1 | 14096B | COXLEY MILL LANE SPS | 14096 | SPS |  | West | ST5302143816 | 353021 | 143816 | Pumped | Storm/ Emergency | 10.8 |  | A | 2 minute | Mains-powered | 2019-10-11 | AMP6 | N | N/A | N/A | N/A | N/A | B19951 | waste | N/A | waste | N/A | waste |  | N | - | - | - | - | - | - | - |  |  | #N/A |  |  | 14096B1 | #N/A | #N/A
14097B1 | 14097B | BALTONSBOROUGH MAIN SPS EMERGENCY OVERFLOW TANK | 14097 | SPS |  | West | ST5432434797 | 354324 | 134797 | Gravity | Storm/ Emergency | 17 |  | A | 2 minute | Mains-powered | 2018-01-11 | AMP6 | N | 1529 | 1376 | E5409 | waste | B26296 & B26707 | waste | B26295 | waste | B26284 | waste |  | N | - | - | - | - | - | - | - |  | Date added by MH from O&M manuals Incorrect permits/arrangements at site. | #N/A |  |  | 14097B1 | E5409 | 14097
14097C1 | 14097C | BALTONSBOROUGH MAIN SPS PUMPED OVERFLOW | 14097 | SPS |  | West | ST5432434797 | 354324 | 134797 | Pumped | Storm overflow | 47 |  |  |  | Mains-powered | Unknown | Unknown | N | N/A | N/A | E5407 | waste | STORM PUMP RS: B26702 & B26703 GRAVITY EDM ALSO HAS PUMP RS: B26707 | waste | N/A | waste | N/A | waste |  | N | - | - | - | - | - | - | - |  | Incorrect permits/arrangements at site. |  |  |  |  | E5407 | 14097
14099B1 | 14099B | STREET WALTON GLOBE SPS | 14099 | SPS |  | West | ST4551236515 | 345512 | 136515 | Gravity | Storm/ Emergency | 5 |  | D | 15 minute | Mains-powered | 2020-09-04 | AMP7 | N | 2632 | 2368.8 | E5705 | waste | B28376 | waste | B28377 | waste | B28378 | waste |  | N | - | - | - | - | - | - | - |  |  | 14099 |  |  | 14099B1 | #N/A | #N/A
14102B1 | 14102B | KILMERSDON SPS | 14102 | SPS |  | West | ST6966952547 | 369669 | 152547 | Pumped | Storm/ Emergency | 5 |  | A | 2 minute | Mains-powered | 2019-03-29 | AMP6 | N | N/A | N/A | E52900 | waste | B138930 | waste | N/A | waste | N/A | waste |  | N | - | - | - | - | - | - | - |  |  | #N/A |  |  | 14102B1 | E52900 | 14102
14107B1 | 14107B | WITHAM FRIARY SPS | 14107 | SPS |  | West | ST7462641198 | 374626 | 141198 | Gravity | Storm/ Emergency | 5 |  | A | 2 minute | Mains-powered | 2018-12-05 | AMP6 | N | 3620 | 3620 | E22404 | waste | B105586 | waste | B105585 | waste | B105587 | waste |  | N | - | - | - | - | - | - | - |  |  | #N/A |  |  | 14107B1 | E22404 | 14107
14108B1 | 14108B | FROME MELLS SPS | 14108 | SPS |  | West | ST7301748977 | 373017 | 148977 | Gravity | Storm/ Emergency | 11 |  | A | 2 minute | Mains-powered | 2018-02-01 | AMP6 | N | 734 | 661 | E4152 | waste | B22283 | waste | B22282 | waste | B22285 | waste |  | N | - | - | - | - | - | - | - |  |  | #N/A |  |  | 14108B1 | E4152 | 14108
14110B1 | 14110B | STOKE ST MICHAEL - STOKE HILL SPS | 14110 | SPS |  | West | ST6666647141 | 366666 | 147141 | Gravity | Storm/ Emergency | 11.3 |  | B | 15 minute | Mains-powered | 2019-03-22 | AMP6 | N | 1940 | 1746 | E4247 | waste | B22583 | waste | N/A | waste | B22581 | waste |  | N | - | - | - | - | - | - | - |  |  | #N/A |  |  | 14110B1 | E4247 | 14110
14112B1 | 14112B | SHEPTON MALLET WANSTROW SPS | 14112 | SPS |  | West | ST7135141794 | 371351 | 141794 | Gravity | Storm/ Emergency | 7 |  | B | 15 minute | Mains-powered | 2021-11-11 | AMP7 | N | 1340 | 1206 | E22393 | waste | B1835 | waste | B1836 | waste | B1837 | waste |  | N | - | - | - | - | - | - | - |  |  | 14112 |  |  | 14112B1 | #N/A | #N/A
14113B1 | 14113B | FROME TRUDOXHILL SPS | 14113 | SPS |  | West | ST7509743704 | 375097 | 143704 | Gravity | Storm/ Emergency | 6 |  | A | 2 minute | Mains-powered | 2019-01-28 | AMP6 | N | 2215 | 1993 | E33205 | waste | B111087 | waste | B111088 | waste | B111037 | waste |  | N | - | - | - | - | - | - | - |  |  | #N/A |  |  | 14113B1 | E33205 | 14113
14114B1 | 14114B | GLASTONBURY MILLFIELD SCH EDGARLEY SPS | 14114 | SPS |  | West | ST5190137816 | 351901 | 137816 | Gravity | Storm/ Emergency | 8 |  | B | 15 minute | Mains-powered | 2019-10-14 | AMP6 | N | 4383 | 3948 | E5565 | waste | B139861 | waste | B27809 | waste | B139862 | waste |  | N | - | - | - | - | - | - | - |  | Date added by MH from O&M manuals | #N/A |  |  | 14114B1 | E5565 | 14114
14116B1 | 14116B | GURNEY SLADE SPS | 14116 | SPS |  | West | ST6333249539 | 363332 | 149539 | Gravity | Storm/ Emergency | 7 |  | A | 2 minute | Mains-powered | 2018-02-22 | AMP6 | N | 1136 | 1022 | E4133 | waste | B22239 | waste | B22238 | waste | B22241 | waste |  | N | - | - | - | - | - | - | - |  |  | #N/A |  |  | 14116B1 | E4133 | 14116
14117E1 | 14117E | STREET PETVINE CLOSE PORTWA SPS | 14117 | SPS |  | West | ST4875535852 |  |  | Gravity | EO | N/A |  |  |  | Mains-powered |  | AMP7 | Y | 2875 | 2587.5 | E5676 | waste | B28267 | waste | N/A | waste | N/A | waste |  | N | - | - | - | - | - | - | - |  |  | #N/A |  |  | 14117E1 | E5676 | 14117
14119E1 | 14119E | WELLS KEWARD AVENUE (BISHOPS LEA CLOSE) SPS | 14119 | SPS |  | West | ST5407645016 |  |  | Gravity | EO | N/A |  |  |  | Mains-powered |  | AMP7 | Y | 2155 | 1940 | E5711 | waste | B28398 | waste | N/A | waste | N/A | waste |  | N | - | - | - | - | - | - | - | 2024-07-24 | [24th Jul 24] EW: Updated Spill and Pre-Spill Levels. | #N/A |  |  | 14119E1 | E5711 | 14119
14120B1 | 14120B | STREET MIDDLE BROOKS SPS | 14120 | SPS |  | West | ST4773235209 | 347732 | 135209 | Gravity | Storm/ Emergency | 6 |  | D | 15 minute | Mains-powered | 2020-09-03 | AMP7 | N | 1765 | 1588.5 | E5670 | waste | B28242 | waste | B28243 | waste | B28244 | waste |  | N | - | - | - | - | - | - | - |  |  | 14120 |  |  | 14120B1 | #N/A | #N/A
14125B1 | 14125B | GILLINGHAM BUCKINGHAM RD SPS | 14125 | SPS |  | South | ST8081926388 | 380819 | 126388 | Gravity | Storm/ Emergency | 149 |  | A | 2 minute | Mains-powered | 2018-02-03 | AMP6 | N | 3338 | 3004 | E18644 | waste | B4701 | waste | B4700 | waste | B4702 | waste |  | N | - | - | - | - | - | - | - |  |  | #N/A |  |  | 14125B1 | E18644 | 14125
14126B1 | 14126B | SHROTON RANSTON MILL HOUSE SPS | 14126 | SPS |  | South | ST8610112357 | 386101 | 112357 | Gravity | Storm/ Emergency | 9.6 |  | A | 2 minute | Mains-powered | 2018-12-18 | AMP6 | N | 2685 | 2417 | E17878 | waste | B42345 | waste | B42344 | waste | B42346 | waste |  | N | - | - | - | - | - | - | - |  |  | #N/A |  |  | 14126B1 | E17878 | 14126
14127B1 | 14127B | GILLINGHAM BRICKYARD SPS | 14127 | SPS |  | South | ST8065125901 | 380651 | 125901 | Gravity | Storm/ Emergency | 65 |  | D | 2 minute | Mains-powered | 2020-09-03 | AMP7 | N | 2142 | 1927.8 | E17722 | waste | B4647 | waste | B4648 | waste | B4649 | waste |  | N | - | - | - | - | - | - | - |  |  | 14127 |  |  | 14127B1 | #N/A | #N/A
14132C1 | 14132C | BRANSGORE WILTSHIRE GRDNS SPS | 14132 | SPS |  | South | SZ1777597792 | 417775 | 97792 | Pumped | Storm overflow | 115 |  | D | 2 minute | Mains-powered | 2019-09-23 | AMP6 | N | N/A | N/A | E23710 | waste | B99396 | waste | N/A | waste | B99396 | waste |  | N | - | - | - | - | - | - | - |  | Date added by MH from O&M manuals | #N/A |  |  | 14132C1 | #N/A | 14132
14142B1 | 14142B | MINETY STATION ROAD SPS | 14142 | SPS |  | North | SU0323390564 | 403233 | 190564 | Gravity | Storm/ Emergency | 6.5 |  | D | 15 minute | Mains-powered | 2019-11-27 | AMP6 | N | 200 | 190 | E21677 | waste | B139859 | waste | B139858 | waste | B139860 | waste |  | N | - | - | - | - | - | - | - |  | [9th Aug 22] Updated Spill and Pre-Spill Levels. Date added by MH from O&M manuals | #N/A |  |  | 14142B1 | E21677 | 14142
14142B2 | 14142B | MINETY STATION ROAD SPS NEW OVERFLOW CHAMBER | 14142 | SPS |  | North | SU0323390564 | 403233 | 190564 | Gravity | Storm/ Emergency | 6.5 |  | D | 15 minute | Mains-powered | 2019-11-27 | AMP6 | N | 5168 | 4651 | E11146 | waste | B92979 | waste | B92978 | waste | N/A | waste |  | N | - | - | - | - | - | - | - |  | Date added by MH from O&M manuals | #N/A |  |  | FINE | E11146 | 14142
14142B3 | 14142B | MINETY STATION ROAD SPS EXISTING STORM TANK | 14142 | SPS |  | North | SU0323390564 | 403233 | 190564 | Gravity | Storm/ Emergency | 6.5 |  | D | 15 minute | Mains-powered | 2019-11-27 | AMP6 | N | 1830 | 1647 | E11148 | waste | B58397 | waste | B92980 | waste | N/A | waste |  | N | - | - | - | - | - | - | - |  | Date added by MH from O&M manuals | #N/A |  |  | FINE | E11148 | 14142
14145B1 | 14145B | MALMESBURY TANNER BRIDGE SPS | 14145 | SPS |  | North | ST9581687790 | 395816 | 187790 | Gravity | Storm/ Emergency | 18 |  | A | 2 minute | Mains-powered | 2018-12-04 | AMP6 | N | 4412 | 3971 | E11909 | waste | B65594 | waste | B65593 | waste | B65595 | waste |  | N | - | - | - | - | - | - | - |  |  | #N/A |  |  | 14145B1 | E11909 | 14145
14147B1 | 14147B | CHIPPENHAM - WESTMEAD SPS | 14147 | SPS |  | North | ST9218072390 | 392180 | 172390 | Gravity | Storm/ Emergency | 155 |  | B | 15 minute | Mains-powered | 2019-02-08 | AMP6 | N | 3610 | 3249 | E21144 | waste | B80481 | waste | B80480 | waste | B81261 | waste |  | N | - | - | - | - | - | - | - |  |  | #N/A |  |  | 14147B1 | E21144 | 14147
14148X1 | 14148X | MALMESBURY HOLLOWAY HILL SPS | 14148 | SPS |  | North | ST9364187488 |  |  | Gravity | Storm overflow | N/A | [5 empty] | AMP7 | N | 1309 | 1178 | E21404 | waste | B11157 | waste | B11158 | waste | B11159 | waste |  | N | - | - | - | - | - | - | - |  | [MH: 13th April 2023] - No dates for installation but in AMP7 tracker. | 14148 |  | tick | Unpermitted | #N/A | #N/A
14149E1 | 14149E | CHIPPENHAM FIELD VIEW SPS | 14149 | SPS |  | North | ST9172772963 | 391727 | 172963 | Gravity | EO | N/A |  |  |  | Mains-powered |  | AMP7 | Y | 2260 | 2034 | E21117 | waste | B80408 | waste | N/A | waste | N/A | waste |  | N | - | - | - | - | - | - | - |  |  | #N/A |  |  | 14149E1 | E21117 | 14149
14151B1 | 14151B | DAUNTSEY THE GREEN SPS | 14151 | SPS |  | North | ST9955081935 | 399550 | 181935 | Pumped | Storm/ Emergency | 5.6 |  | A | 2 minute | Mains-powered | 2018-10-26 | AMP6 | N | 1300 | 1170 | E21170 | waste | B82483 | waste | N/A | waste | B80573 | waste |  | N | - | - | - | - | - | - | - |  | Date added by MH from O&M manuals [22nd Dec 23] EW: changed Spill alarm to common pumped Spill alarm. | #N/A |  |  | 14151B1 | E21170 | 14151
14152B1 | 14152B | CALNE BROADS GREEN SPS | 14152 | SPS |  | North | ST9880167526 | 398801 | 167526 | Gravity | Storm/ Emergency | 7.6 |  | D | 15 minute | Mains-powered | 2018-03-08 | AMP6 | N | 2203 | 1983 | E14405 | waste | B78580 | waste | B78575 | waste | B78582 | waste |  | N | - | - | - | - | - | - | - |  |  | #N/A |  |  | 14152B1 | E14405 | 14152
14157B1 | 14157B | CALNE ROUGH LEAZE SPS | 14157 | SPS |  | North | SU0052768770 | 400527 | 168770 | Gravity | Storm/ Emergency | 20 |  | D | 2 minute | Battery-powered | 2022-10-26 | AMP7 | N | 1850 | 1665 | E1347 | waste2 | N/A | N/A | N/A | N/A | N/A | N/A |  | Y | 14157 | Off-road | Verge | Outside Chamber | Box | Yes |  |  | Wrong spill level on PRISM | Newly added |  |  | 14157B1 | #N/A | #N/A
14158B1 | 14158B | HULLAVINGTON RAF STATION SPS | 14158 | SPS |  | North | ST9071180398 | 390711 | 180398 | Gravity | Storm/ Emergency | 4.8 |  | B | 15 minute | Mains-powered | 2020-07-22 | AMP6 | N | 2555 | 2300 | E13831 | waste | B75611 | waste | B75610 | waste | B75612 | waste |  | N | - | - | - | - | - | - | - |  | Date added by MH from O&M manuals | #N/A |  |  | 14158B1 | E13831 | 14158
14162B1 | 14162B | MALMESBURY BURTON HILL CSO | 14162 | CSO |  | North | ST9329786535 | 393297 | 186535 | Gravity | Storm/ Emergency | 8 |  | B | 15 minute | Battery-powered | 2018-02-13 | AMP6 | N | 310 | 279 | E5087 | waste2 | N/A | N/A | N/A | N/A | N/A | N/A |  | Y | 14162 | Off-road | Grass | In chamber |  | Yes |  |  |  | #N/A |  |  | 14162B1 | E5087 | 14162
14174B1 | 14174B | BOX MILL LANE SPS | 14174 | SPS |  | North | ST8248168871 | 382481 | 168871 | Gravity | Storm/ Emergency | N/A |  | B | 15 minute | Mains-powered |  | AMP7 | N | 2690 | 2421 | E20682 | waste | B98173 | waste | B98174 | waste | B98175 | waste |  | N | - | - | - | - | - | - | - |  |  | 14174 |  |  | 14174B1 | E20682 | 14174
14176B1 | 14176B | KINGTON LANGLEY SPS | 14176 | SPS |  | North | ST9154476865 | 391544 | 176865 | Gravity | Storm/ Emergency | 7 |  | B | 15 minute | Mains-powered | 2018-04-13 | AMP6 | N | 210 | 171 | E2316 | waste | B26213 | waste | B26212 | waste | B26214 | waste |  | N | - | - | - | - | - | - | - |  |  | #N/A |  |  | 14176B1 | E2316 | 14176
14179B1 | 14179B | BIDDESTONE MANOR COTTAGE SPS | 14179 | SPS |  | North | ST8669473072 | 386694 | 173072 | Pumped | Storm/ Emergency | 7 |  | D | 15 minute | Mains-powered | 2018-02-01 | AMP6 | N | N/A | N/A | E21053 | waste | B80247 | waste | N/A | waste | B80249 | waste |  | N | - | - | - | - | - | - | - |  | [22nd Dec 23] EW: changed Spill alarm to common pumped Spill alarm. | #N/A |  |  | 14179B1 | E21053 | 14179
14185B1 | 14185B | MALMESBURY ST JOHNS SPS | 14185 | SPS |  | North | ST9352887052 | 393528 | 187052 | Gravity | Storm/ Emergency | 60 |  | B | 15 minute | Mains-powered | 2019-02-20 | AMP6 | N | 4075 | 3667 | E35362 | waste | B117098 | waste | B117097 | waste | B117119 | waste |  | N | - | - | - | - | - | - | - |  |  | #N/A |  |  | 14185B1 | E35362 | 14185
14188B1 | 14188B | LOWER STANTON ST QUINTON SPS | 14188 | SPS |  | North | ST9159080405 | 391590 | 180405 | Pumped | Storm/ Emergency | 27.7 |  | A | 2 minute | Mains-powered | 2018-03-12 | AMP6 | N | 5320 | 4788 | E38001 | waste | B124802 | waste | N/A | waste | B124840 | waste |  | N | - | - | - | - | - | - | - |  | [22nd Dec 23] EW: changed Spill alarm to common pumped Spill alarm. | #N/A |  |  | 14188B1 | E38001 | 14188
14192B1 | 14192B | CHIPPENHAM UPPER SEAGRY SPS EO EDM | 14192 | SPS |  | North | ST9443380621 | 394432 | 180622 | Gravity | EO | N/A |  |  | 15 minute | Mains-powered |  | AMP7 | Y | 1210 | 1089 | E51398 | waste | B134681 | waste | N/A | waste | N/A | waste |  | N | - | - | - | - | - | - | - | 2024-06-28 | Both EDMs seem to monitor same point [21st Nov 23] EW: trust 14192E2 and not 14192E1 [28th Jun 24] EW: Updated Permit Reference from E to B. | 14192 |  |  | 14192E1 | E51398 | 14192
14192B2 | 14192B | CHIPPENHAM UPPER SEAGRY SPS SUMP EDM | 14192 | SPS |  | North | ST9443380621 | 394432 | 180622 | Gravity | EO | N/A |  |  |  | Mains-powered | 2022-03-18 | AMP7 | N | 810 | 729 | E51396 | waste | B134668 | waste | B134669 | waste | B134670 | waste |  | N | - | - | - | - | - | - | - | 2024-06-28 | Both EDMs seem to monitor same point [21st Nov 23] EW: trust 14192E2 and not 14192E1 [28th Jun 24] EW: Updated Permit Reference from E to B. |  |  |  |  | #N/A | 14192
14196B1 | 14196B | MALMESBURY NOAHS ARK SPS | 14196 | SPS |  | North | ST9594088576 | 395940 | 188576 | Gravity | Storm/ Emergency | 39 |  | A | 2 minute | Mains-powered | 2018-01-10 | AMP6 | N | 3125 | 2893 | E7199 | waste2 | B8449 | waste2 | B8448 | waste2 | B8445 | waste2 |  | N | - | - | - | - | - | - | - |  |  | #N/A |  |  | 14196B1 | E7199 | 14196
14199B1 | 14199B | MINETY FLISTERIDGE ROAD SPS | 14199 | SPS |  | North | SU0018391108 | 400183 | 191108 | Pumped | Storm/ Emergency | 12.5 |  | C | 15 minute | Mains-powered | 2018-03-12 | AMP6 | N | 2156 | 1949 | E24507 | waste | B38709 | waste | B38708 | waste | B38710 | waste |  | N | - | - | - | - | - | - | - |  |  | #N/A |  |  | 14199B1 | E24507 | 14199
14200B1 | 14200B | LEA LEA NORTH SPS | 14200 | SPS |  | North | ST9629786976 | 396297 | 186976 | Gravity | Storm/ Emergency | 11.2 |  | B | 15 minute | Mains-powered | 2018-02-01 | AMP6 | N | 2500 | 2250 | E13545 | waste | B73754 | waste | B73753 | waste | B73755 | waste |  | N | - | - | - | - | - | - | - |  |  | #N/A |  |  | 14200B1 | E13545 | 14200
14202C1 | 14202C | HANKERTON BRIDGE SPS | 14202 | SPS |  | North | ST9694590967 | 396945 | 190967 | Gravity | Storm overflow | 42 |  | B | 15 minute | Mains-powered | 2019-02-15 | AMP6 | N | 3662 | 3296 | E21247 | waste | B80778 | waste | B80777 | waste | B80768 | waste |  | N | - | - | - | - | - | - | - |  |  | #N/A |  |  | 14202C1 | E21247 | 14202
14211E1 | 14211E | ROYAL WOOTTON BASSETT WESTBURY PARK SPS | 14211 | SPS |  | North | SU0649681964 | 406495 | 181965 | Gravity | EO | N/A |  |  |  | Mains-powered |  | AMP7 | Y | 2620 | 2358 | E50763 | waste | B132780 | waste | N/A | waste | N/A | waste |  | N | - | - | - | - | - | - | - |  |  | #N/A |  |  | 14211E1 | E50763 | 14211
14216B1 | 14216B | STOBOROUGH KINGS ARMS SPS | 14216 | SPS |  | South | SY9238986509 | 392389 | 86509 | Gravity | Storm/ Emergency | 15.3 |  | A | 2 minute | Mains-powered | 2020-03-05 | AMP6 | N | 2555 | 2300 | E17982 | waste | B87187 | waste | B87197 | waste | B87198 | waste |  | N | - | - | - | - | - | - | - |  |  | #N/A |  |  | 14216B1 | E17982 | 14216
14219B1 | 14219B | UPTON SANDY LANE SPS | 14219 | SPS |  | South | SY9838192497 | 398381 | 92497 | Gravity | Storm/ Emergency | 6.4 |  | D | 2 minute | Mains-powered | 2017-03-31 | AMP6 | N | 2690 | 242.1 | E18410 | waste | B85329 | waste | N/A | waste | B85348 | waste |  | N | - | - | - | - | - | - | - |  |  | #N/A |  |  | 14219B1 | E18410 | 14219
14220B1 | 14220B | LYTCHETMATRAVER BULBURY LN SPS | 14220 | SPS |  | South | SY9369294163 | 393692 | 94163 | Gravity | Storm/ Emergency | 26 |  | B | 15 minute | Mains-powered | 2018-03-08 | AMP6 | N | 1742 | 1568 | E11311 | waste | B34526 | waste | B34458 | waste | B34463 | waste |  | N | - | - | - | - | - | - | - |  |  | #N/A |  |  | 14220B1 | E11311 | 14220
14221C1 | 14221C | UPTON FRENCH'S FARM SPS | 14221 | SPS |  | South | SY9684693158 | 396846 | 93158 | Gravity | Storm overflow | N/A |  | D | 2 minute | Mains-powered | 2022-02-08 | AMP7 | N | 3130 | 2817 | E35761 | waste | B118697 | waste | B118698 | waste | B118699 | waste |  | N | - | - | - | - | - | - | - | 2024-06-28 | [28th Jun 24] EW: Updated Permit Reference from X to C. | 14221 |  |  | Unpermitted | #N/A | #N/A
14222B1 | 14222B | BLACKNOLL SPS | 14222 | SPS |  | South | SY8098886062 | 380988 | 86062 | Gravity | Storm/ Emergency | 11 |  | A | 2 minute | Mains-powered | 2018-02-24 | AMP6 | N | 1264 | 1138 | E14123 | waste | B77022 | waste | B77021 | waste | B77023 Storm Pump RS B77018 | waste |  | N | - | - | - | - | - | - | - |  |  | #N/A |  |  | 14222B1 | E14123 | 14222
14226B1 | 14226B | CHURCH KNOWLE GLEBE FARM SPS | 14226 | SPS |  | South | SY9508981663 | 395089 | 81663 | Gravity | Storm/ Emergency | 8 |  | C | 15 minute | Mains-powered | 2020-10-27 | AMP7 | N | 2555 | 2299.5 | E15929 | waste | B84216 | waste | B84217 | waste | B84218 | waste |  | N | - | - | - | - | - | - | - |  |  | 14226 |  |  | 14226B1 | #N/A | #N/A
14227B1 | 14227B | STUDLAND WADMORE LANE SPS | 14227 | SPS |  | South | SZ0297783188 | 402977 | 83188 | Gravity | Storm/ Emergency | 11 |  | A | 2 minute | Mains-powered | 2017-03-06 | AMP6 | N | 2335 | 2115 | E18163 | waste | B84482 | waste | N/A | waste | B84495 | waste |  | N | - | - | - | - | - | - | - |  |  | #N/A |  |  | 14227B1 | E18163 | 14227
14227R1 | 14227R | STUDLAND WADMORE LANE SPS Spill to Storm | 14227 | SPS |  | South | SZ0297783188 | 402977 | 83188 | Gravity | Spill to Storm | 11 |  |  |  | Mains-powered |  | AMP7 | N | 755 | 600 | E18166 | Waste | B84496 | Waste | B88494 | Waste | B84495 | Waste |  | N | [7 empty] | 2024-05-08 | [8th May 24] EW: Added entry to register
14229B1 | 14229B | WAREHAM WEST MILL CRES SPS | 14229 | SPS |  | South | SY9161887940 | 391618 | 87940 | Gravity | Storm/ Emergency | 16.7 |  | A | 2 minute | Mains-powered | 2016-03-31 | AMP6 | N | 2170 | 1953 | E13957 | waste | B76283 | waste | B76286 | waste | B76288 | waste |  | N | - | - | - | - | - | - | - |  |  | #N/A |  |  | 14229B1 | E13957 | 14229
14232B1 | 14232B | CHURCH KNOWLE ANIMAL SANCTUARY SPS | 14232 | SPS |  | South | SY9376981599 | 393769 | 81599 | Gravity | Storm/ Emergency | 7 |  | C | 15 minute |  | 2020-03-06 | AMP7 | N | 1055 | 950 | E15916 | waste | B84181 | waste | B84180 | waste | B84191 | waste |  | N | - | - | - | - | - | - | - |  |  | 14232 |  |  | 14232B1 | #N/A | #N/A
14235B1 | 14235B | BOVINGTON DUNCAN CRESCENT SPS | 14235 | SPS |  | South | SY8397088924 | 383970 | 88924 | Gravity | Storm/ Emergency | 7 |  | B | 15 minute | Mains-powered | 2020-10-26 | AMP7 | N | 1090 | 981 | E15162 | waste | B83928 | waste | B83929 | waste | B83930 | waste |  | N | - | - | - | - | - | - | - |  |  | 14235 |  |  | 14235B1 | #N/A | #N/A
14237E1 | 14237E | DORCHESTER WINFRITH NEWBURGH SPS | 14237 | SPS |  | South | SY8047784417 |  |  | Gravity | EO | N/A |  |  |  | Mains-powered |  | AMP7 | Y | 3400 | 3060 | E18670 | waste | B87681 | waste | N/A | waste | N/A | waste |  | N | - | - | - | - | - | - | - |  |  | #N/A |  |  | 14237E1 | E18670 | 14237
14240B1 | 14240B | BOVINGTON MORRIS RAOD SPS | 14240 | SPS |  | South | SY8406888519 | 384068 | 88519 | Gravity | Storm/ Emergency | 2 |  | B | 15 minute | Mains-powered | 2020-10-26 | AMP7 | N | 2790 | 2511 | E15188 | waste | B83964 | waste | B83965 | waste | B83966 | waste |  | N | - | - | - | - | - | - | - |  |  | 14240 |  |  | 14240B1 | #N/A | #N/A
14243B1 | 14243B | MORDEN COCK & BOTTLE SPS | 14243 | SPS |  | South | SY9134794680 | 391347 | 94680 | Gravity | Storm/ Emergency | 13.7 |  | B | 15 minute | Mains-powered | 2018-12-20 | AMP6 | N | 2704 | 2434 | E1753 | waste2 | B25099 | waste | B25132 | waste | B25101 | waste |  | N | - | - | - | - | - | - | - |  |  | #N/A |  |  | 14243B1 | E1753 | 14243
14244B1 | 14244B | SWANAGE DURLSTON SPS | 14244 | SPS |  | South | SZ0323777975 | 403237 | 77975 | Gravity | Storm/ Emergency | 11 |  | A | 2 minute | Mains-powered | 2018-01-19 | AMP6 | N | 2000 | 1800 | E18203 | waste | B61986 | waste | B61984 | waste | B61984 | waste |  | N | - | - | - | - | - | - | - |  |  | #N/A |  |  | 14244B1 | E18203 | 14244
14248B1 | 14248B | EAST BURTON CROSS RDS SPS | 14248 | SPS |  | South | SY8316786951 | 383167 | 86951 | Gravity | Storm/ Emergency | 22 |  | A | 2 minute | Mains-powered | 2019-03-26 | AMP6 | N | 3037 | 2733 | E50608 | waste | B132420 | waste | N/A | waste | B132421 | waste |  | N | - | - | - | - | - | - | - | 2024-07-18 | [18th Jul 24] EW: Updated Spill & Pre-Spill Levels + all DB addresses. | #N/A |  |  | 14248B1 | #N/A | 14248
14248R1 | 14248R | EAST BURTON CROSS RDS SPS | 14248 | SPS |  | South | SY8316786951 | 383167 | 86951 | Gravity | Spill to Storm | 22 |  | A | 2 minute | Mains-powered |  | AMP7 | N | 900 | 810 | E50608 | waste | B132419 | waste | N/A | N/A | B132421 | waste |  | N | - | - | - | - | - | - | - | 2024-07-18 | [18th Jul 24] EW: New entry
14252B1 | 14252B | SWANAGE STUDLAND COOMBE SPS | 14252 | SPS |  | South | SZ0347282768 | 403472 | 82768 | Gravity | Storm/ Emergency | 16.2 |  | A | 2 minute | Mains-powered | 2011-03-03 | AMP5 | N | 2130 | 1917 | E33050 | waste | B76229 | waste | B76232 | waste | B76235 | waste |  | N | - | - | - | - | - | - | - |  | Date added by MH from O&M manuals | 14252 | DONE |  | 14252B1 | E33050 | 14252
14255B1 | 14255B | STOBOROUGH RIDGE SPS | 14255 | SPS |  | South | SY9374686629 | 393746 | 86629 | Gravity | Storm/ Emergency | 5 |  | B | 15 minute | Mains-powered | 2016-08-25 | AMP6 | N | 2700 | 2430 | E17994 | waste | B84445 | waste | B84455 | waste | B84446 | waste |  | N | - | - | - | - | - | - | - |  |  | #N/A |  |  | 14255B1 | E17994 | 14255
14255B2 | 14255B | STOBOROUGH RIDGE SPS STAR COTTAGE SY93867604 | 14255 | SPS |  | South | SY93867604 | 393746 | 86629 | Gravity | Storm/ Emergency | 5 |  |  |  | Battery-powered | 2022-04-27 | AMP7 | Y | 630 | 567 | E5646 | waste2 | N/A | N/A | N/A | N/A | N/A | N/A |  | Y | 14255 | Road |  | Outside Chamber | Box | Yes |  |  | [24th Jan 24] Cello ID changed from 37604 to 14255 on 12th Oct 2023.
14256B1 | 14256B | AFFPUDDLE SPS | 14256 | SPS |  | South | SY8061993673 | 380619 | 93673 | Gravity | Storm/ Emergency | 6 |  | A | 2 minute | Mains-powered | 2018-12-19 | AMP6 | N | 3135 | 2822 | E14694 | waste | B83895 | waste | B83894 | waste | B83896 | waste |  | N | - | - | - | - | - | - | - |  |  | #N/A |  |  | 14256B1 | E14694 | 14256
14259B1 | 14259B | WAREHAM SOUTH EAST SPS | 14259 | SPS |  | South | SY9268487253 | 392684 | 87253 | Gravity | Storm/ Emergency | 54 |  | A | 2 minute | Mains-powered | 2016-03-31 | AMP6 | N | 3260 | 2934 | E18501 | waste | B89790 | waste | B89778 | waste | B89793 | waste |  | N | - | - | - | - | - | - | - |  |  | #N/A |  |  | 14259B1 | E18501 | 14259
14260B1 | 14260B | POOLE LYTCHET MATRAVERS GLEBE ROAD SPS | 14260 | SPS |  | South | SY9459994245 | 394599 | 94245 | Gravity | Storm/ Emergency | 7 |  | B | 15 minute | Mains-powered | 2020-07-24 | AMP7 | N | 2627 | 2364.3 | E52215 | waste | B136909 | waste | B136910 | waste | B136911 | waste |  | N | - | - | - | - | - | - | - |  |  | 14260 |  |  | 14260B1 | #N/A | #N/A
14261B1 | 14261B | STUDLAND WATERY LANE SPS | 14261 | SPS |  | South | SZ0387382423 | 403873 | 82423 | Gravity | Storm/ Emergency | N/A |  | A | 2 minute | Battery-powered | 2019-11-21 | AMP6 | N | 160 | 144 | E5435 | waste2 | N/A | N/A | N/A | N/A | N/A | N/A |  | Y | 14261 | Road |  | Outside Chamber | Box | Yes |  |  |  | #N/A |  |  | 14261B1 | E5435 | 14261
14263B1 | 14263B | CORFE CASTLE RED LANE SPS | 14263 | SPS |  | South | SY9644381682 | 396443 | 81682 | Gravity | Storm/ Emergency | 18.3 |  | B | 15 minute | Mains-powered | 2018-02-20 | AMP6 | N | 2810 | 2529 | E13947 | waste | B76260 | waste | B76262 | waste | B76261 | waste |  | N | - | - | - | - | - | - | - |  | [29th Nov 23] Updated EDM analogue level. | #N/A |  |  | 14263B1 | #N/A | 14263
14264B1 | 14264B | EAST KNIGHTON SPS | 14264 | SPS |  | South | SY8141385585 | 381413 | 85585 | Gravity | Storm/ Emergency | 1 |  | D | 2 minute | Mains-powered | 2020-07-30 | AMP7 | N | 1933 | 1739.7 | E16293 | waste | B84254 | waste | B84255 | waste | B84256 | waste |  | N | - | - | - | - | - | - | - |  |  | 14264 |  |  | 14264B1 | #N/A | #N/A
14265B1 | 14265B | UPTON - MOORLANDS WAY (MOORLAND WAY) SSO | 14265 | SPS |  | South | SY9753992700 | 397539 | 92700 | Gravity | Storm/ Emergency | 45 |  | A | 2 minute | Mains-powered | 2011-03-29 | AMP5 | N | 2210 | 1989 | E12796 | waste | B69800 | waste | B69763 | waste | B69762 | waste |  | N | - | - | - | - | - | - | - |  | Date added by MH from O&M manuals | 14265 | DONE |  | 14265B1 | E12796 | 14265
14265E1 | 14265E | UPTON - MOORLANDS WAY (MOORLAND WAY) EO | 14265 | SPS |  | South | SY9753992700 | 397539 | 92700 | Gravity | EO | 45 |  |  | 2 minute | Mains-powered | 2023-05-09 | AMP7 | N | 2210 | 1990 | E12796 | waste | B69800 | waste |  | waste |  | waste | [10 empty] | May not be required | Newly added |  |  | FINE | E12796 | 14265
14266B1 | 14266B | WAREHAM SANDFORD LANE SPS | 14266 | SPS |  | South | SY9210388183 | 392103 | 88183 | Gravity | Storm/ Emergency | 60 |  | A | 2 minute | Mains-powered | 2016-03-31 | AMP6 | N | 3839 | 3429 | E13965 | waste | B76314 | waste | B76316 | waste | B76321 | waste |  | N | - | - | - | - | - | - | - |  |  | #N/A |  |  | 14266B1 | E13965 | 14266
14268X1 | 14268X | WAREHAM NORTHBRIDGE SPS | 14268 | SPS |  | South | SY9215487810 |  |  | Gravity | Storm overflow | N/A |  |  |  | Mains-powered | 2022-03-24 | AMP7 | N | 1510 | 1342 | E18476 | waste | B89755 | waste | B89756 | waste | B89757 | waste |  | N | - | - | - | - | - | - | - |  |  | 14268 |  | tick | Unpermitted | #N/A | #N/A
14270B1 | 14270B | BOVINGTON WOOL ROAD SPS | 14270 | SPS |  | South | SY8347088031 | 383470 | 88031 | Gravity | Storm/ Emergency | 55 |  | C | 15 minute | Mains-powered | 2021-02-02 | AMP7 | N | 1513 | 1361.7 | E51549 | waste | B135128 | waste | B135129 | waste | B135130 | waste |  | N | - | - | - | - | - | - | - |  |  | 14270 |  |  | 14270B1 | #N/A | #N/A
14272B1 | 14272B | BRIANTSPUDDLE SPS | 14272 | SPS |  | South | SY8206393195 | 382063 | 93195 | Gravity | Storm/ Emergency | 6 |  | C | 15 minute | Mains-powered | 2018-01-19 | AMP6 | N | 3200 | 2880 | E15331 | waste | B81502 | waste | B81501 | waste | B81503 | waste |  | N | - | - | - | - | - | - | - |  |  | #N/A |  |  | 14272B1 | E15331 | 14272
14273B1 | 14273B | WOOL RAILWAY COTTAGES SPS | 14273 | SPS |  | South | SY8427286925 | 384272 | 86925 | Pumped | Storm/ Emergency | 21 |  | C | 15 minute | Mains-powered | 2018-02-12 | AMP6 | N | 2566 | 2309 | N/A | N/A | B77608 | waste | N/A | waste | N/A | waste |  | N | - | - | - | - | - | - | - |  |  | #N/A |  |  | 14273B1 | #N/A | 14273
14274B1 | 14274B | EAST CHALDON SPS | 14274 | SPS |  | South | SY7948983460 | 379489 | 83460 | Gravity | Storm/ Emergency | 4 |  | B | 15 minute | Mains-powered | 2020-09-09 | AMP7 | N | 1990 | 1791 | E16280 | waste | B82829 | waste | B82830 | waste | B82831 | waste |  | N | - | - | - | - | - | - | - |  |  | 14274 |  |  | 14274B1 | #N/A | #N/A
14275B1 | 14275B | CORFE CASTLE HALVES COTTAGES SPS | 14275 | SPS |  | South | SY9621881321 | 396218 | 81321 | Gravity | Storm/ Emergency | 8 |  | B | 15 minute |  | 2020-02-18 | AMP7 | N | 2390 | 2151 | E15942 | waste | B82761 | waste | B82760 | waste | B82762 | waste |  | N | - | - | - | - | - | - | - |  |  | 14275 |  |  | 14275B1 | #N/A | #N/A
14276B1 | 14276B | CORFE CASTLE STUDLAND SPS | 14276 | SPS |  | South | SY9609582615 | 396095 | 82615 | Gravity | Storm/ Emergency | 17 |  | A | 2 minute | Mains-powered | 2018-12-18 | AMP6 | N | 2340 | 2106 | E15955 | waste | B82797 | waste | B82796 | waste | B82798 | waste |  | N | - | - | - | - | - | - | - |  |  | #N/A |  |  | 14276B1 | E15955 | 14276
14283B1 | 14283B | BARTON ST DAVID SPS | 14283 | SPS |  | West | ST5397333216 | 353973 | 133216 | Gravity | Storm/ Emergency | 5.5 |  | B | 15 minute | Mains-powered | 2018-01-24 | AMP6 | N | 2793 | 2513 | E5306 | waste | B26733 | waste | B26732 | waste | B26734 | waste |  | N | - | - | - | - | - | - | - |  |  | #N/A |  |  | 14283B1 | E5306 | 14283
14284E1 | 14284E | HARDINGTON MANDEVILLE BENFORD BRIDGE SPS | 14284 | SPS |  | West | ST5051912599 | 350519 | 112599 | Gravity | EO | N/A |  | B | 15 minute | Battery-powered | 2020-06-18 13:25 | AMP7 | Y | 1440 | 1296 | E5480 | waste2 | N/A | N/A | N/A | N/A | N/A | N/A |  | Y | 14284 | Off-road | Site | In chamber |  | Yes |  |  |  | 14284 |  |  | 14284E1 | #N/A | #N/A
14285E1 | 14285E | CREWKERNE MISTERTON SPS | 14285 | SPS |  | West | ST4615608553 | 346156 | 108553 | Gravity | Storm/ Emergency | 19.8 |  | D | 15 minute | Mains-powered | 2020-11-09 | AMP7 | N | 135 | 121.5 | E3481 | waste | B19782 | waste | B19783 | waste | B19784 | waste |  | N | - | - | - | - | - | - | - |  |  | 14285 |  |  | E or C | #N/A | #N/A
14286B1 | 14286B | SOUTH PETHERTON LOPEN SPS | 14286 | SPS |  | West | ST4277514007 | 342775 | 114007 | Gravity | Storm/ Emergency | 11 |  | A | 2 minute | Mains-powered | 2017-07-25 | AMP6 | N | 2790 | 2511 | E2010 | waste | B13859 | waste | B13858 | waste | N/A | waste |  | N | - | - | - | - | - | - | - |  |  | #N/A |  |  | 14286B1 | E2010 | 14286
14287B1 | 14287B | HINTON St GEORGE SPS | 14287 | SPS |  | West | ST4219412437 | 342194 | 112437 | Gravity | Storm/ Emergency | 7 |  | A | 2 minute | Battery-powered | 2018-04-10 | AMP6 | N | 790 | 711 | E5150 | waste2 | N/A | N/A | N/A | N/A | N/A | N/A |  | Y | 14287 | Road |  | Outside Chamber | Bollard | Yes | PTI | 2024-04-24 | [24th Apr 24] EW: Updated Spill and Pre-Spill Levels. | #N/A |  |  | 14287B1 | E5150 | 14287
14288B1 | 14288B | MARSTON MAGNA CHURCH LN SPS | 14288 | SPS |  | West | ST5920222414 | 359202 | 122414 | Gravity | Storm/ Emergency | 4 |  | A | 2 minute | Battery-powered | 2018-06-08 | AMP6 | N | 2105 | 1894 | E5157 | waste2 | N/A | N/A | N/A | N/A | N/A | N/A |  | Y | 14288 | Road |  | Outside Chamber | Box | Yes |  |  |  | #N/A |  |  | 14288B1 | E5157 | 14288
14289B1 | 14289B | ILCHESTER MAIN SPS | 14289 | SPS |  | West | ST5213822872 | 352138 | 122872 | Gravity | Storm/ Emergency | 45 |  | A | 2 minute | Mains-powered | 2018-11-28 | AMP6 | N | 3865 | 3479 | E25348 | waste | B94545 | waste | B94544 | waste | B94546 | waste |  | N | - | - | - | - | - | - | - |  |  | #N/A |  |  | 14289B1 | E25348 | 14289
14291B1 | 14291B | WEST CAMEL FROG LANE SPS | 14291 | SPS |  | West | ST5753024596 | 357530 | 124596 | Gravity | Storm/ Emergency | 3.5 |  | A | 2 minute | Battery-powered | 2018-02-07 | AMP6 | N | 250 | 225 | E5079 | waste2 | N/A | N/A | N/A | N/A | N/A | N/A |  | Y | 14291 | Off-road | Grass | In chamber |  | Yes |  |  |  | #N/A |  |  | 14291B1 | E5079 | 14291
14291R1 | 14291R | WEST CAMEL FROG LANE SPS Spill to Storm | 14291 | SPS |  | West | ST5753024596 | 357530 | 124596 | Gravity | Spill to Storm |  |  |  |  | Mains-powered |  | AMP7 | N | [19 empty] | 2024-10-02 | [2nd Oct 24] EW: New entry
14293B1 | 14293B | QUEEN CAMEL SPS | 14293 | SPS |  | West | ST5926524955 | 359265 | 124955 | Gravity | Storm/ Emergency | N/A |  | B | 15 minute | Battery-powered | 2018-01-29 | AMP6 | N | 600 | 540 | E20026 | waste2 | N/A | N/A | N/A | N/A | N/A | N/A |  | Y | 14293 | Off-road | Woods | Outside Chamber | Box | Yes |  |  |  | #N/A |  |  | 14293B1 | E20026 | 14293
14294B1 | 14294B | DONYATT SPS | 14294 | SPS |  | West | ST3397814022 | 333978 | 114022 | Gravity | Storm/ Emergency | 6 |  | A | 2 minute | Mains-powered | 2018-11-16 | AMP6 | N | 2382 | 2144 | E1925 | waste | B13584 | waste | B13583 | waste | B13585 | waste |  | N | - | - | - | - | - | - | - |  |  | #N/A |  |  | 14294B1 | E1925 | 14294
14295B1 | 14295B | YEOVILTON WEIR SPS PUMPED O/F | 14295 | SPS |  | West | ST5450622722 | 354506 | 122722 | Pumped | Storm/ Emergency | 5 |  | A | 2 minute | Mains-powered | 2018-03-16 | AMP6 | N | N/A | N/A | E13707 | waste | B74638 | waste | N/A | waste | N/A | waste |  | N | - | - | - | - | - | - | - |  | Split into 2 records for Pumped and Gravity spills Date added by MH from O&M manuals | #N/A |  |  | 14295B1 | E13707 | 14295
14295B2 | 14295B | YEOVILTON WEIR SPS GRAVITY O/F | 14295 | SPS |  | West | ST5450622722 | 354506 | 122722 | Gravity | Storm/ Emergency | 5 |  | A | 2 minute | Mains-powered | 2018-03-16 | AMP6 | N | 1573 | 1415 | E13707 | waste | B74634 | waste | B74632 | waste | B74633 | waste |  | N | - | - | - | - | - | - | - |  | Split into 2 records for Pumped and Gravity spills Date added by MH from O&M manuals | #N/A |  |  | FINE | E13707 | 14295
14301B1 | 14301B | STALBRIDGE SPS | 14301 | SPS |  | South | ST7426717706 | 374267 | 117706 | Gravity | Storm/ Emergency | 61 |  | A | 2 minute | Mains-powered | 2018-12-07 | AMP6 | N | 1170 | 1050 | E17943 | waste | B84423 | waste | B84422 | waste | B84424 | waste |  | N | - | - | - | - | - | - | - |  |  | #N/A |  |  | 14301B1 | E17943 | 14301
14302B1 | 14302B | IDMISTON SPS | 14302 | SPS |  | South | SU1966337578 | 419663 | 137578 | Gravity | Storm/ Emergency | 14.5 |  | D | 2 minute | Mains-powered | 2019-10-16 | AMP6 | N | 4233 | 3810 | E16618 | waste | B85745 | waste | B85744 | waste | B85746 | waste |  | N | - | - | - | - | - | - | - | 2024-06-05 | [5th Jun 24] EW: Spill and Pre-Spill Levels following 29th June 2023 resurvey. | #N/A |  |  | 14302B1 | E16618 | 14302
14303E1 | 14303E | BERWICK ST JOHN SPS EO EDM | 14303 | SPS |  | South | ST9476422554 |  |  | Gravity | EO | N/A |  |  | 15 minute | Mains-powered |  | AMP7 | Y | 1780 | 1602 | E14940 | waste | B4269 | waste | N/A | waste | N/A | waste |  | N | - | - | - | - | - | - | - |  | Both EDMs seem to monitor same point | 14303 |  |  | 14303E1 | E14940 | 14303
14303E2 | 14303E | BERWICK ST JOHN SPS SUMP EDM | 14303 | SPS |  | South | ST9476422554 |  |  | Gravity | EO | N/A |  |  |  | Mains-powered | 2022-01-18 | AMP7 | N | 1795 | 1615.5 | E14941 | waste | B4279 | waste | B4280 | waste | B4281 | waste |  | N | - | - | - | - | - | - | - |  | Both EDMs seem to monitor same point |  |  |  |  | #N/A | 14303
14304B1 | 14304B | ALLINGTON OLD INN SPS | 14304 | SPS |  | South | SU2052839321 | 420528 | 139321 | Gravity | Storm/ Emergency | 6.8 |  | A | 2 minute | Mains-powered | 2019-02-14 | AMP6 | N | 3660 | 3294 | E14759 | waste | B79803 | waste | B79802 | waste | B79804 | waste |  | N | - | - | - | - | - | - | - |  |  | #N/A |  |  | 14304B1 | E14759 | 14304
14309E1 | 14309E | DONHEAD ST ANDREW SPS | 14309 | SPS |  | South | ST9179425269 |  |  | Gravity | EO | N/A |  |  |  | Mains-powered | 2021-12-07 | AMP7 | Y | 3160 | 2844 | E16097 | waste | B5180 | waste | N/A | waste | N/A | waste |  | N | - | - | - | - | - | - | - | 2023-11-07 | [5th Jun 24] EW: Spill and Pre-Spill Levels changed on 7th Nov 2023 following 28th June 2023 resurvey. | #N/A |  |  | 14309E1 | E16097 | 14309
14311B1 | 14311B | TILSHEAD CAMP RD SPS | 14311 | SPS |  | South | SU0355847806 | 403558 | 147806 | Gravity | Storm/ Emergency | 12 |  | B | 15 minute | Mains-powered | 2017-11-20 | AMP6 | N | 450 | 405 | E18307 | waste | B41213 | waste | B41212 | waste | B41214 | waste |  | N | - | - | - | - | - | - | - |  | [22nd Mar 23] Ady Gant changed alarm settings on-site on 21st March 2023. | #N/A |  |  | 14311B1 | E18307 | 14311
14317B1 | 14317B | HURDCOTT SPS | 14317 | SPS |  | South | SU1690733763 | 416907 | 133763 | Gravity | Storm/ Emergency | 60 |  | A | 2 minute | Mains-powered | 2017-11-20 | AMP6 | N | 1920 | 1728 | E22492 | waste | B45005 | waste | B45004 | waste | B45006 | waste |  | N | - | - | - | - | - | - | - |  |  | #N/A |  |  | 14317B1 | E22492 | 14317
14323B1 | 14323B | AMESBURY FLOWER LANE SPS | 14323 | SPS |  | South | SU1535341266 | 415353 | 141266 | Gravity | Storm/ Emergency | 120 |  | D | 2 minute |  | 2020-02-27 | AMP7 | N | 160 | N/A | E9448 | waste | B49031 | waste | N/A | N/A | B49032 | waste |  | N | - | - | - | - | - | - | - |  |  | 14323 |  |  | 14323B1 | #N/A | #N/A
14328Z1 | 14328Z | HANGING LANGFORD SPS O/F | 14328 | SPS |  | South | SU0367636991 | 403676 | 136991 | Pumped | Storm overflow | 12 |  | A | 2 minute | Mains-powered | 2019-03-26 | AMP6 | N | N/A | N/A | N/A | N/A | B106708 | waste | N/A | waste | N/A | waste |  | N | - | - | - | - | - | - | - |  | Reed bed treated storm overflow | #N/A |  |  | 14328Z1 | #N/A | 14328
14346B1 | 14346B | HINDON THE DENE PS | 14346 | SPS |  | South | ST9153932811 | 391539 | 132811 | Gravity | Storm/ Emergency | 13 |  | A | 2 minute | Mains-powered | 2019-02-11 | AMP6 | N | 480 | 432 | E16554 | waste | B6007 | waste | B6006 | waste | B6008 | waste |  | N | - | - | - | - | - | - | - |  |  | #N/A |  |  | 14346B1 | E16554 | 14346
14354B1 | 14354B | BARFORD ST MARTIN SPS | 14354 | SPS |  | South | SU0572431221 | 405724 | 131221 | Gravity | Storm/ Emergency | 5 |  | A | 2 minute | Mains-powered | 2019-11-14 | AMP6 | N | 2310 | 2079 | E14837 | waste | B6800 | waste | B6799 | waste | B6801 | waste |  | N | - | - | - | - | - | - | - |  |  | #N/A |  |  | 14354B1 | E14837 | 14354
14362B1 | 14362B | CHILMARK SPS | 14362 | SPS |  | South | ST9707632059 | 397076 | 132059 | Gravity | Storm/ Emergency | 4.9 |  |  |  |  | 2023-12-08 | AMP7 | N | 1650 | 1485 | E6213 | WASTE2 | [17 empty] | New to register but no install data |  |  | 14362B1 | #N/A | #N/A
14371B1 | 14371B | CHEDDAR FROGLANDS SPS | 14371 | SPS |  | West | ST4604353001 | 346043 | 153001 | Pumped | Storm/ Emergency | 48 |  | A | 2 minute | Mains-powered | 2018-01-23 | AMP6 | N | N/A | N/A | E4764 | waste | B24885 | waste | B24881 | waste | B24484 | waste |  | N | - | - | - | - | - | - | - |  |  | #N/A |  |  | 14371B1 | E4764 | 14371
14372B1 | 14372B | WEST HUNTSPILL SLOWAY LANE SPS | 14372 | SPS |  | West | ST3017445020 | 330174 | 145020 | Pumped | Storm/ Emergency | 130 |  | A | 2 minute | Mains-powered | 2011-01-26 | AMP5 | N | N/A | N/A | E56410 | waste | B151898, B151902, B151906 | waste | N/A | waste | N/A | waste |  | N | - | - | - | - | - | - | - |  | Date added by MH from O&M manuals | 14372 | Being Revisited |  | 14372B1 | E56410 | 14372
14374B1 | 14374B | HIGHBRIDGE SPS - CSO/EO | 14374 | SPS |  | West | ST3122947445 | 331229 | 147445 | Gravity | Storm/ Emergency | 1950 |  | A | 2 minute | Mains-powered | 2011-04-13 | AMP5 | N | 0.1l/s | N/A | E21858 | waste | B85809 | waste | N/A | waste | N/A | waste |  | N | - | - | - | - | - | - | - |  |  | 14374 | Being Revisited |  | 14374B1 | #N/A | 14374
14374B2 | 14374B | HIGHBRIDGE SPS STANDBY SUMP | 14374 | SPS |  | West | ST3122947445 | 331229 | 147445 | Gravity | Storm/ Emergency | [8 empty] | 3690 | 3321 | E13473 | WASTE | B9000 | WASTE | B9001 | WASTE | B9002 | WASTE
14374Z1 | 14374Z | HIGHBRIDGE SPS - STORM TANKS | 14374 | SPS |  | West | ST3122947445 | 331229 | 147445 | Gravity | Settled storm overflow | 300 |  | A | 2 minute | Mains-powered | 2011-04-13 | AMP5 | N | 610 | 549 | E39274 | waste | B130755. | waste | B130754 | waste | B130756 | waste |  | N | - | - | - | - | - | - | - |  | UV treated settled storm overflow | 14374 | Being Revisited |  | 14374Z1 | #N/A | 14374
14375B1 | 14375B | PEDWELL SPS | 14375 | SPS |  | West | ST4241236272 | 342412 | 136272 | Gravity | Storm/ Emergency | 16 |  | C | 15 minute | Battery-powered | 2018-02-07 | AMP6 | N | 990 | 891 | E5147 | waste2 | N/A | N/A | N/A | N/A | N/A | N/A |  | Y | 14375 | Road |  | Outside Chamber | Bollard | Yes |  |  |  | #N/A |  |  | 14375B1 | E5147 | 14375
14376E1 | 14376E | BRIDGWATER MOORLINCH RIGHT DROVE SPS | 14376 | SPS |  | West | ST3975836535 |  |  | Gravity | EO | N/A |  | Unknown | 15 minute | Mains-powered | 2021-08-02 | AMP7 | Y | 2485 | 2236.5 | E13659 | waste | B74238 | waste | N/A | waste | N/A | waste |  | N | - | - | - | - | - | - | - |  |  | 14376 |  |  | 14376E1 | E13659 | 14376
14376E2 | 14376E | BRIDGWATER MOORLINCH RIGHT DROVE SPS UPSTREAM OVERFLOW | 14376 | SPS |  | West | ST3975836535 |  |  | Gravity | EO | N/A |  | Unknown | 2 minute | Battery-powered | 2022-03-17 | AMP7 | N | 270 | 243 | E5560 | waste2 | N/A | N/A | N/A | N/A | N/A | N/A |  | Y | 14376 | Road |  | Outside Chamber | Box | Yes |  |  |  | Newly added |  |  | FINE | #N/A | 14376
14378B1 | 14378B | BRIDGWATER BLAKE GARDENS SPS | 14378 | SPS |  | West | ST3012736799 | 330127 | 136799 | Gravity | Storm/ Emergency | 90 |  | A | 2 minute | Mains-powered | No O&M | AMP5 | N | 6000 | 5400 | E13731 | waste | B77787 | waste | B77788 | waste | B74852 | waste |  | N | - | - | - | - | - | - | - |  | Date added by MH from O&M manuals | 14378 | NEEDS CLARIFICATION |  | 14378B1 | E13731 | 14378
14379B1 | 14379B | FIDDINGTON SPS | 14379 | SPS |  | West | ST2173840649 | 321738 | 140649 | Gravity | Storm/ Emergency | 5.3 |  | A | 2 minute | Mains-powered | 2020-02-25 | AMP6 | N | 2120 | 1908 | E4591 | waste | B139584 | waste | B23913 | waste | B23915 | waste |  | N | - | - | - | - | - | - | - |  | Date added by MH from O&M manuals | #N/A |  |  | 14379B1 | E4591 | 14379
14380B1 | 14380B | NORTH NEWTON CHURCH RD SPS | 14380 | SPS |  | West | ST3019531088 | 330195 | 131088 | Gravity | Storm/ Emergency | 13.2 |  | D | 15 minute | Mains-powered | 2018-02-21 | AMP6 | N | 2450 | 2205 | E13759 | waste | B75103 | waste | B75102 | waste | B75104 | waste |  | N | - | - | - | - | - | - | - |  |  | #N/A |  |  | 14380B1 | E13759 | 14380
14383E1 | 14383E | COMBWICH BROOKSIDE SPS | 14383 | SPS |  | West | ST2586842128 |  |  | Gravity | EO | N/A |  |  |  | Mains-powered |  | AMP7 | Y | 3425 | 3083 | E13665 | waste | B74281 | waste | N/A | waste | B74283 | waste |  | N | - | - | - | - | - | - | - | 2024-07-16 | [16th Jul 24] EW: Updated Spill and Pre-Spill Levels. | #N/A |  |  | 14383E1 | E13665 | 14383
14384B1 | 14384B | BRIDGWATER CHILTON ST (SALTLANDS) SPS | 14384 | SPS |  | West | ST2984638151 | 329846 | 138151 | Pumped | Storm/ Emergency | 242 |  | A | 2 minute | Mains-powered | 2011-01-24 | AMP5 | N | 3500 | 3150 | E31278 | waste | B103220 | waste | B103221 | waste | B103223 | waste |  | N | - | - | - | - | - | - | - |  |  | 14384 | Being Revisited |  | 14384B1 | E31278 | 14384
14385B1 | 14385B | BRIDGWATER BRISTOL ROAD SPS | 14385 | SPS |  | West | ST3066938471 | 330669 | 138471 | Pumped | Storm/ Emergency | 100 |  | A | 2 minute | Mains-powered | 2011-01-25 | AMP5 | N | N/A | N/A | E52067 | waste | B136487 | waste | N/A | waste | N/A | waste |  | N | - | - | - | - | - | - | - |  | Date added by MH from O&M manuals [22nd Dec 23] EW: changed Spill alarm to common pumped Spill alarm. | 14385 | Being Revisited |  | 14385B1 | #N/A | 14385
14386B1 | 14386B | GREINTON MOOR DRIVE SPS | 14386 | SPS |  | West | ST4121436252 | 341214 | 136252 | Gravity | Storm/ Emergency | 34 |  | C | 15 minute | Mains-powered | 2020-01-07 | AMP6 | N | 4870 | 4383 | E4611 | waste | B23959 | waste | B23958 | waste | B2396 | waste |  | N | - | - | - | - | - | - | - |  | Date added by MH from O&M manuals | #N/A |  |  | 14386B1 | E4611 | 14386
14388B1 | 14388B | BERKELEY PARK VIEW ROAD SPS | 14388 | SPS |  | North | ST6790799185 | 367907 | 199185 | Gravity | Storm/ Emergency | 40 |  | A | 2 minute | Mains-powered | 2016-12-30 | AMP6 | N | 5500 | 4950 | E1041 | waste | B10127 | waste | B10126 | waste | B10131 | waste |  | N | - | - | - | - | - | - | - |  |  | #N/A |  |  | 14388B1 | E1041 | 14388
14389C1 | 14389C | TAUNTON PRIORY SPS CSO | 14389 | SPS |  | West | ST2381825497 | 323818 | 125497 | Gravity | Storm overflow | 750 |  | A | 2 minute | Mains-powered | 2011-03-07 | AMP5 | N | 1685 | 1517 | E5955 | waste | B29539 | waste | B29540 | waste | B29571 | waste |  | N | - | - | - | - | - | - | - |  | Date added by MH from O&M manuals | 14389 | Further Needed |  | 14389C1 | E5955 | 14389
14389S1 | 14389S | TAUNTON PRIORY SPS SSO | 14389 | SPS |  | West | ST2381825497 | 323818 | 125497 | Pumped | Settled storm overflow | 360 |  | A | 2 minute | Mains-powered | 2011-01-02 | AMP5 | N | N/A | N/A | E5939 | waste | B29530 | waste | B29531 | waste | B29538 | waste |  | N | - | - | - | - | - | - | - |  | Date added by MH from O&M manuals | 14389 | Further Needed |  | 14389S1 | E5939 | 14389
14391B1 | 14391B | STOKE ST GREG LANE END SPS | 14391 | SPS |  | West | ST3401527215 | 334015 | 127215 | Gravity | Storm/ Emergency | 27 |  | B | 15 minute | Mains-powered | 2017-02-23 | AMP6 | N | 3025 | 2722.5 | E13804 | waste | B75455 | waste | N/A | waste | B75456 | waste |  | N | - | - | - | - | - | - | - |  |  | #N/A |  |  | 14391B1 | E13804 | 14391
14392B1 | 14392B | WEST BUCKLAND SPS | 14392 | SPS |  | West | ST1775020760 | 317750 | 120760 | Gravity | Storm/ Emergency | 10 |  | A | 2 minute | Mains-powered | 2018-09-28 | AMP6 | N | 1008 | 907 | E13770 | waste | B75192 | waste | B75191 | waste | B75193 | waste |  | N | - | - | - | - | - | - | - |  |  | #N/A |  |  | 14392B1 | E13770 | 14392
14393E1 | 14393E | HILLFARRANCE SPS | 14393 | SPS |  | West | ST1673224556 |  |  | Gravity | EO | N/A |  |  |  | Mains-powered |  | AMP7 | Y | 3166 | 2849 | E13774 | waste | B75227 | waste | N/A | waste | N/A | waste |  | N | - | - | - | - | - | - | - | 2024-07-16 | [16th Jul 24] EW: Updated Spill and Pre-Spill Levels. | #N/A |  |  | 14393E1 | E13774 | 14393
14394B1 | 14394B | WELLINGTON MITCHELLS POOL SPS | 14394 | SPS |  | West | ST1453320876 | 314533 | 120876 | Gravity | Storm/ Emergency | 70 |  | A | 2 minute | Mains-powered | 2017-03-21 | AMP6 | N | 3022 | 2719.8 | E4727 | waste | B24302 | waste | N/A | waste | B24310 | waste |  | N | - | - | - | - | - | - | - |  |  | #N/A |  |  | 14394B1 | E4727 | 14394
14396E1 | 14396E | SHERBORNE OVER COMPTON SPS | 14396 | SPS |  | South | ST5948917409 | 359489 | 117409 | Gravity | EO | N/A |  | B | 15 minute | Mains-powered | 2020-07-07 | AMP7 | N | 4120 | 3708 | E17164 | waste | B87474 | waste | B87475 | waste | B87476 | waste |  | N | - | - | - | - | - | - | - |  |  | 14396 |  |  | 14396E1 | #N/A | #N/A
14397B1 | 14397B | BEER HACKETT SPS | 14397 | SPS |  | South | ST5985211719 | 359852 | 111719 | Gravity | Storm/ Emergency | 29 |  | A | 2 minute | Battery-powered | 2018-02-08 | AMP6 | N | 365 | 328.5 | E5101 | waste2 | N/A | N/A | N/A | N/A | N/A | N/A |  | Y | 14397 | Off-road | Grass | In chamber |  | Yes |  |  |  | #N/A |  |  | 14397B1 | E5101 | 14397
14399E1 | 14399E | OSMINGTON MILLS SPS EO | 14399 | SPS |  | South | SY7354781720 |  |  | Gravity | EO | N/A |  |  | 15 minute | Battery-powered | 2020-11-10 11:10 | AMP7 | Y | 1520 | 1368 | E5507 | waste2 | N/A | N/A | N/A | N/A | N/A | N/A |  | Y | 14399 | Off-road |  | In chamber |  | Yes |  |  |  | 14399 |  |  | 14399E1 | E5507 | 14399
14402B1 | 14402B | OSMINGTON PONTINS SPS | 14402 | SPS |  | South | SY7201082048 | 372010 | 82048 | Gravity | Storm/ Emergency | 11 |  | D | 2 minute | Mains-powered | 2020-07-31 | AMP7 | N | 1173 | 1055.7 | E17151 | waste | B87438 | waste | B87439 | waste | B87440 | waste |  | N | - | - | - | - | - | - | - |  |  | 14402 |  |  | 14402B1 | #N/A | #N/A
14404B1 | 14404B | BEAMINSTER SOUTHGATE SPS | 14404 | SPS |  | South | ST4800400935 | 348004 | 100935 | Gravity | Storm/ Emergency | 31 |  | A | 2 minute | Mains-powered | 2017-06-21 | AMP6 | N | 1685 | 1517 | E21992 | waste | B79562 | waste | B79546 | waste | B79547 | waste |  | N | - | - | - | - | - | - | - |  |  | #N/A |  |  | 14404B1 | E21992 | 14404
14405B1 | 14405B | DORCHESTER WEST STAFFORD SPS | 14405 | SPS |  | South | SY7251789711 | 372517 | 89711 | Gravity | Storm/ Emergency | 14.1 |  | D | 15 minute | Mains-powered | 2022-01-13 | AMP7 | N | 3050 | 2745 | E18567 | waste | B92153 | waste | B92154 | waste | B92155 | waste |  | N | - | - | - | - | - | - | - |  |  | 14405 |  |  | 14405B1 | #N/A | #N/A
14410B1 | 14410B | BURTON BRADSTOCK SOUTHOVER SPS | 14410 | SPS |  | South | SY4848989332 | 348489 | 89332 | Gravity | Storm/ Emergency | 12 |  | A | 2 minute | Mains-powered | 2011-02-15 | AMP5 | N | 4960 | 4464 | E15435 | waste | B82013 | waste | N/A | waste | B82016 | waste |  | N | - | - | - | - | - | - | - |  | Date added by MH from O&M manuals | 14410 | DONE |  | 14410B1 | E15435 | 14410
14411B1 | 14411B | SYDLING ST NICHOLAS SPS | 14411 | SPS |  | South | SY6321998908 | 363219 | 98908 | Gravity | Storm/ Emergency | 17 |  | B | 15 minute | Mains-powered | 2019-01-08 | AMP6 | N | 2620 | 2358 | E10639 | waste | B47661 | waste | B47660 | waste | B47662 | waste |  | N | - | - | - | - | - | - | - |  |  | #N/A |  |  | 14411B1 | E10639 | 14411
14412E1 | 14412E | PUDDLETOWN BLANDFORD ROAD SPS | 14412 | SPS |  | South | SY7573094728 |  |  | Gravity | EO | N/A |  |  |  | Mains-powered |  | AMP7 | Y | 3385 | 3047 | E17254 | waste | B87735 | waste | N/A | waste | N/A | waste |  | N | - | - | - | - | - | - | - | 2024-06-12 | [12th Jun 24] EW: Change Spill and Pre-Spill Levels Flow Measurement Team resurveyed site on 29th Feb 2024. | #N/A |  |  | 14412E1 | E17254 | 14412
14413B1 | 14413B | CHIDEOCK SEATOWN SPS | 14413 | SPS |  | South | SY4209591797 | 342095 | 91797 | Gravity | Storm/ Emergency | 9.7 |  | A | 2 minute | Mains-powered | 2011-02-15 | AMP5 | N | 1641 | 1477 | E32996 | waste | B27528 | waste | N/A | waste | B27531 | waste |  | N | - | - | - | - | - | - | - |  | [2nd Nov 23] Update Spill and Pre-Spill Levels. Date added by MH from O&M manuals | 14413 | Being Revisited |  | 14413B1 | E32996 | 14413
14414B1 | 14414B | CHARMINSTER NORTH STREET SPS | 14414 | SPS |  | South | SY6768592434 | 367685 | 92434 | Gravity | Storm/ Emergency | 45 |  |  |  |  | 2023-10-03 | AMP7 | N | 372 | N/A | E31400 | waste | B103587 | waste | N/A | N/A | B103588 | waste | [11 empty] | New to register but no install data |  |  | 14414B1 | #N/A | #N/A
14415B1 | 14415B | LITTON CHENEY CHICKSBRIDGE SPS | 14415 | SPS |  | South | SY5406889734 | 354068 | 89734 | Gravity | Storm/ Emergency | 5.3 |  | B | 15 minute | Mains-powered | 2019-06-28 | AMP6 | N |  | 1317 | E16748 | waste | B86105 | waste | B86104 | waste | B86106 | waste |  | N | - | - | - | - | - | - | - |  |  | #N/A |  |  | 14415B1 | E16748 | 14415
14417E1 | 14417E | DUNSTER DUNSTER BEACH SPS | 14417 | SPS |  | West | SS9976845283 |  |  | Gravity | EO | N/A |  |  |  | Mains-powered |  | AMP7 | Y | 4225 | 3802.5 | E8485 | waste | B41411 | waste | N/A | waste | N/A | waste |  | N | - | - | - | - | - | - | - |  |  | #N/A |  |  | 14417E1 | E8485 | 14417
14420B1 | 14420B | MINEHEAD QUAY WEST SPS | 14420 | SPS |  | West | SS9701247159 | 297012 | 147159 | Gravity | Storm/ Emergency | 14 |  | A | 2 minute | Mains-powered | 2011-01-19 | AMP5 | N | 4395 | 3965 | E8513 | waste | B41512 | waste | B41513 | waste | N/A | waste |  | N | - | - | - | - | - | - | - |  | Date added by MH from O&M manuals | 14420 | DONE |  | 14420B1 | E8513 | 14420
14421E1 | 14421E | CUTCOMBE SPS | 14421 | SPS |  | West | SS9303539059 |  |  | Gravity | EO | N/A |  |  |  | Mains-powered |  | AMP7 | Y | 1210 | 1089 | E8499 | waste | B41463 | waste | N/A | waste | N/A | waste |  | N | - | - | - | - | - | - | - |  |  | #N/A |  |  | 14421E1 | E8499 | 14421
14423B1 | 14423B | BLUE ANCHOR PILL BRIDGE SPS | 14423 | SPS |  | West | ST0275643491 | 302756 | 143491 | Gravity | Storm/ Emergency | 18 |  | A | 2 minute | Mains-powered | 2011-01-19 | AMP5 | N | 2786 | 2507 | E8493 | waste | B68645 | waste | B68646 | waste | B68649 | waste |  | N | - | - | - | - | - | - | - |  | Date added by MH from O&M manuals [29th Sept 23] EW: updated with AMP7 information | 14423 | REPLACE WITH NEW |  | 14423B1 | #N/A | 14423
14425B1 | 14425B | CLUTTON GREENBROCK SPS | 14425 | SPS |  | North | ST6267558996 | 362675 | 158996 | Gravity | Storm/ Emergency | 30.9 |  | B | 15 minute | Mains-powered |  | AMP7 | N | 2425 | 2182 | E26690 | waste | B23825 | waste | B23826 | waste | B23827 | waste |  | N | - | - | - | - | - | - | - |  |  | 14425 |  |  | 14425B1 | E26690 | 14425
14426B1 | 14426B | PAULTON GOOSARD BRIDGE SPS | 14426 | SPS |  | North | ST6550257735 | 365502 | 157735 | Gravity | Storm/ Emergency | 50 |  | A | 2 minute | Mains-powered | 2018-11-26 | AMP6 | N | 1745 | 1571 | E1695 | waste | B12483 | waste | B12482 | waste | B12481 | waste |  | N | - | - | - | - | - | - | - |  |  | #N/A |  |  | 14426B1 | E1695 | 14426
14427B1 | 14427B | HALLATROW SPS INLET CHAMBER | 14427 | SPS |  | North | ST6397157283 | 363971 | 157283 | Pumped | Storm/ Emergency | 52 |  | A | 2 minute | Mains-powered | 2018-03-06 | AMP6 | N | 2588 | 2329 | E13780 | waste | B75275 | waste | B75273 | waste | B75276 | waste |  | N | - | - | - | - | - | - | - |  |  | #N/A |  |  | 14427B1 | E13780 | 14427
14427B2 | 14427B | HALLATROW SPS STORM SUMP | 14427 | SPS |  | North | ST6397157283 | 363971 | 157283 | Gravity | Storm/ Emergency | 52 |  | A | 2 minute | Mains-powered | 2018-03-06 | AMP6 | N | 1100 | 990 | E13779 | waste | B75278 | waste | B75277 | waste | B75279 | waste |  | N | - | - | - | - | - | - | - |  |  | #N/A |  |  | FINE | E13779 | 14427
14427B3 | 14427B | HALLATROW SPS | 14427 | SPS |  | North | ST6397157283 | 363971 | 157283 | Pumped | Storm/ Emergency | 52 |  | A | 2 minute | Mains-powered | 2018-03-06 | AMP6 | N | n/a | n/a |  |  | B75270 | waste | n/a | waste | n/a | waste |  | N
14428B1 | 14428B | CORSTON NEWTON ST LOE SPS | 14428 | SPS |  | North | ST6988565559 | 369885 | 165559 | Gravity | Storm/ Emergency | 23.5 |  | B | 15 minute | Mains-powered | 2016-11-18 | AMP6 | N | 1200 | 1080 | E1390 | waste | B11359 | waste | B11358 | waste | N/A | waste |  | N | - | - | - | - | - | - | - |  |  | #N/A |  |  | 14428B1 | E1390 | 14428
14429B1 | 14429B | CHEW STOKE BILBIE RD SPS | 14429 | SPS |  | North | ST5611261768 | 356112 | 161768 | Pumped | Storm/ Emergency | 12.3 |  | B | 15 minute | Mains-powered | 2017-03-06 | AMP6 | N | 2250 | 2025 | E1677 | waste | B12426 | waste | N/A | waste | N/A | waste |  | N | - | - | - | - | - | - | - |  |  | #N/A |  |  | 14429B1 | E1677 | 14429
14430B1 | 14430B | CHEW MAGNA SPS | 14430 | SPS |  | North | ST5760562902 | 357605 | 162902 | Pumped | Storm/ Emergency | 94 |  | A | 2 minute | Mains-powered | 2020-01-28 | AMP6 | N | 3900 | 3510 | N/A | N/A | Pump 1 RS: B13795 Pump 2 RS: B13799 | waste | N/A | waste | N/A | waste |  | N | - | - | - | - | - | - | - |  | Date added by MH from O&M manuals | #N/A |  |  | 14430B1 | #N/A | 14430
14431B1 | 14431B | BISHOPS SUTTON SPS | 14431 | SPS |  | North | ST5828460143 | 358284 | 160143 | Pumped | Storm/ Emergency | 19.6 |  | A | 2 minute | Mains-powered | 2016-03-31 | AMP6 | N | N/A | N/A | N/A | N/A | Pump 1 RS: B119713 Pump 2 RS: B119712 EDM Spill to Storm B12240 (useful operational alarm; Level 7) | waste | B5585 | waste | N/A | waste |  | N | - | - | - | - | - | - | - |  | [20th May 22] EW: Changed alarm names and levels. Storm Pump RS Level 7 to Level 1s. Waste B12240 EDM Spill to Storm Level 7. | #N/A |  |  | 14431B1 | #N/A | 14431
14432B1 | 14432B | COMPTON DANDO TURNBRIDGE SPS | 14432 | SPS |  | North | ST6473764674 | 364737 | 164674 | Gravity | Storm/ Emergency | 3.1 |  | A | 2 minute | Mains-powered | 2018-01-05 | AMP6 | N | 3021 | 2719 | E1371 | waste | B11309 | waste | B11308 | waste | B11310 | waste |  | N | - | - | - | - | - | - | - |  |  | #N/A |  |  | 14432B1 | E1371 | 14432
14435X1 | 14435X | WARMINSTER BOREHAM RD SPS ST89440201 | 14435 | MH |  | North | ST8907244262 |  |  |  | Non-EDM | N/A |  | N/A | N/A | Battery-Powered | 2022-11-24 | Non-EDM | N | 955 | 860 | E5690 | waste2 | N/A | N/A | N/A | N/A | N/A | N/A |  | Y | 14435 | Road |  | Outside Chamber | Box | Yes |  |  | Wrong spill level in PRISM |  |  |  | FINE | #N/A | #N/A
14435X2 | 14435X | WARMINSTER BOREHAM RD 2 ST89440202 SPS | 14435 | MH |  | North | ST8907244262 |  |  |  | Non-EDM | N/A |  | N/A | N/A | Battery-Powered | 2022-11-24 | Non-EDM | N | 942 | 848 | E6197 | waste2 | N/A | N/A | N/A | N/A | N/A | N/A |  | Y | 24435 | Road |  | Outside Chamber | Box | Yes |  |  | Wrong spill level in PRISM |  |  |  | FINE | #N/A | #N/A
14437E1 | 14437E | WARMINSTER PORTWAY SPS | 14437 | SPS |  | North | ST8724945364 | 387249 | 145364 | Gravity | EO | N/A |  |  |  | Mains-powered |  | AMP7 | Y | 5330 | 4797 | E33174 | waste | B110889 | waste | N/A | waste | N/A | waste |  | N | - | - | - | - | - | - | - |  |  | #N/A |  |  | 14437E1 | E33174 | 14437
14439B1 | 14439B | WARMINSTER CALVESWATER SPS | 14439 | SPS |  | North | ST8796644158 | 387966 | 144158 | Gravity | Storm/ Emergency | 95 |  | A | 2 minute | Mains-powered | 2017-09-04 | AMP6 | N | 1220 | 1098 | E11919 | waste | B65654 | waste | B65653 | waste | N/A | waste |  | N | - | - | - | - | - | - | - |  |  | #N/A |  |  | 14439B1 | E11919 | 14439
14444B1 | 14444B | WINGFIELD CHURCH LANE SPS | 14444 | SPS |  | North | ST8252656801 | 382526 | 156801 | Gravity | Storm/ Emergency | 2.9 |  | B | 15 minute | Mains-powered | 2018-03-08 | AMP6 | N | 1223 | 1100 | E53261 | waste | B43983 | waste | B43982 | waste | B43984 | waste |  | N | - | - | - | - | - | - | - |  |  | #N/A |  |  | 14444B1 | E53261 | 14444
14447B1 | 14447B | KEEVIL THE STREET SPS | 14447 | SPS |  | North | ST9234658224 | 392346 | 158224 | Gravity | Storm/ Emergency | 37 |  | B | 15 minute | Mains-powered |  | AMP7 | N | 3974 | 3577 | E26565 | waste | B52817 | waste | B52818 | waste | B52819 | waste |  | N | - | - | - | - | - | - | - |  |  | 14447 |  |  | 14447B1 | E26565 | 14447
14450B1 | 14450B | COULSTON SPS | 14450 | SPS |  | North | ST9507054432 | 395070 | 154432 | Gravity | Storm/ Emergency | 3.4 |  | B | 15 minute | Battery-powered | 2022-01-04 | AMP7 | N | 550 | 495 | E5559 | waste2 | N/A | N/A | N/A | N/A | N/A | N/A |  | Y | 14450 | Off-road | Grass | Outside Chamber | Box | Yes |  |  | Wrong spill level in PRISM | 14450 |  |  | 14450B1 | #N/A | #N/A
14452B1 | 14452B | FRESHFORD NEW INN SPS | 14452 | SPS |  | North | ST7907960000 | 379079 | 160000 | Gravity | Storm/ Emergency | 5 |  | A | 2 minute | Mains-powered | 2019-03-18 | AMP6 | N | 170 | 150 | E20747 | waste | B21252 | waste | B21251 | waste | B21253 | waste |  | N | - | - | - | - | - | - | - |  |  | #N/A |  |  | 14452B1 | E20747 | 14452
14453E1 | 14453E | TROWBRIDGE NESTLES STAVERTON SPS | 14453 | SPS |  | North | ST8560560905 | 385605 | 160905 | Gravity | EO | N/A |  |  |  | Mains-powered |  | AMP7 | Y | 3680 | 3312 | E22187 | waste | B86836 | waste | N/A | waste | N/A | waste |  | N | - | - | - | - | - | - | - |  |  | #N/A |  |  | 14453E1 | E22187 | 14453
14456B1 | 14456B | BRATTON TROWBRIDGE ROAD SPS | 14456 | SPS |  | North | ST9099852798 | 390998 | 152798 | Gravity | Storm/ Emergency | 18 |  | B | 15 minute | Mains-powered |  | AMP7 | N | 3400 | 2061 | E19851 | waste | B94529 | waste | B94530 | waste | B945831 | waste |  | N | - | - | - | - | - | - | - |  |  | 14456 |  |  | 14456B1 | E19851 | 14456
14457B1 | 14457B | BULKINGTN WICKLEAZE SPS | 14457 | SPS |  | North | ST9436658281 | 394366 | 158281 | Gravity | Storm/ Emergency | 3.3 |  | B | 15 minute | Battery-powered | 2018-03-27 | AMP6 | N | 1080 | 972 | E20016 | waste2 | N/A | N/A | N/A | N/A | N/A | N/A |  | Y | 14457 | Road |  | Outside Chamber | Box | Yes |  |  |  | #N/A |  |  | 14457B1 | E20016 | 14457
14458B1 | 14458B | TROWBRIDGE NORTH BRADLEY CHURCHLANDS SPS | 14458 | SPS |  | North | ST8568154760 | 385681 | 154760 | Gravity | Storm/ Emergency | 6 |  | B | 15 minute | Mains-powered | 2022-03-14 | AMP7 | N | 2810 | 2529 | E27613 | waste | B44923 | waste | B44924 | waste | B44925 | waste |  | N | - | - | - | - | - | - | - |  |  | 14458 |  |  | 14458B1 | #N/A | #N/A
14459B1 | 14459B | SOUTHWICK CHANTRY GDNS SPS | 14459 | SPS |  | North | ST8418255354 | 384182 | 155354 | Pumped | Storm/ Emergency | 22 |  | A | 2 minute | Mains-powered | 2018-02-02 | AMP6 | N | 1823 | 1640 | E20864 | waste | B98681 | waste | B98680 | waste | B98687 | waste |  | N | - | - | - | - | - | - | - |  | Date added by MH from O&M manuals | #N/A |  |  | 14459B1 | E20864 | 14459
14462B1 | 14462B | BROUGHTON GIFFORD CURTIS ORCHARD SPS | 14462 | SPS |  | North | ST8803363516 | 388033 | 163516 | Gravity | Storm/ Emergency | 3 |  | D | 15 minute |  | 2022-08-04 | AMP7 | N | 1310 | 1179 | E13150 | waste | B71596 | waste | B71599 | waste | B71600 | waste |  | N | - | - | - | - | - | - | - |  |  | 14462 |  |  | 14462B1 | #N/A | #N/A
14463E1 | 14463E | ATWORTH PURLPIT SPS | 14463 | SPS |  | North | ST8751566225 | 387515 | 166225 | Gravity | EO | N/A |  | A | 2 minute | Mains-powered | 2019-02-19 | AMP6 | Y | 2030 | 1827 | E12876 | waste | B70257 | waste | B70252 | waste | B70259 | waste |  | N | - | - | - | - | - | - | - | 2024-07-16 | [16th Jul 24] EW: Updated Spill and Pre-Spill Levels. | #N/A |  |  | 14463E1 | E12876 | 14463
14466B1 | 14466B | SEMINGTON BROOK SPS SEMINGTON | 14466 | SPS |  | North | ST8988060810 | 389880 | 160810 | Gravity | Storm/ Emergency | 18 |  | D | 2 minute | Mains-powered | 2018-03-01 | AMP6 | N | 2020 | 1818 | E3927 | waste | B21356 | waste | B21352 | waste | B21360 | waste |  | N | - | - | - | - | - | - | - |  |  | #N/A |  |  | 14466B1 | E3927 | 14466
14467B1 | 14467B | HOLT THE STAR SPS | 14467 | SPS |  | North | ST8649161678 | 386491 | 161678 | Gravity | Storm/ Emergency | 101 |  | A | 2 minute | Mains-powered | 2019-04-12 | AMP6 | N | 747 | 672 | E21510 | waste | B45482 | waste | B45483 | waste | B45484 | waste |  | N | - | - | - | - | - | - | - |  |  | #N/A |  |  | 14467B1 | E21510 | 14467
14468B1 | 14468B | MELKSHAM SEMINGTON ROAD SPS | 14468 | SPS |  | North | ST9012462377 | 390124 | 162377 | Gravity | Storm/ Emergency | 7 |  | D | 15 minute |  | 2022-08-02 | AMP7 | N | 2060 | 1854 | E12867 | waste | B70232 | waste | B70233 | waste | B70234 | waste |  | N | - | - | - | - | - | - | - |  |  | 14468 |  | tick | 14468B1 | #N/A | #N/A
14469B1 | 14469B | GREAT HINTON SPS | 14469 | SPS |  | North | ST9090259209 | 390902 | 159209 | Gravity | Storm/ Emergency | 1.6 |  | B | 15 minute | Battery-powered | 2020-06-25 | AMP6 | N | 800 | 720 | E5494 | waste2 | N/A | N/A | N/A | N/A | N/A | N/A |  | Y | 14469 | Road |  | In chamber |  | Yes |  |  |  | #N/A |  |  | 14469B1 | E5494 | 14469
14473E1 | 14473E | BRADFORD-ON-AVON WOOLLEY GREEN SOS | 14473 | SPS |  | North | ST8373861522 | 383738 | 161522 | Gravity | EO | N/A |  |  |  | Mains-powered |  | AMP7 | Y | 2290 | 2061 | E58626 | waste | B191317 | waste | N/A | waste | N/A | waste |  | N | - | - | - | - | - | - | - |  |  | #N/A |  |  | 14473E1 | E58626 | 14473
14475B1 | 14475B | BROUGHTON GIFFORD THE GREEN SPS | 14475 | SPS |  | North | ST8770462981 | 387704 | 162981 | Gravity | Storm/ Emergency | 12.2 |  | D | 2 minute |  | 2022-08-08 | AMP7 | N | 3715 | 3344 | E12896 | waste | B70311 | waste | B70312 | waste | B70313 | waste |  | N | - | - | - | - | - | - | - |  |  | 14475 |  |  | 14475B1 | #N/A | #N/A
14486E1 | 14486E | BRADFORD-ON-AVON SPRINGFIELD SPS | 14486 | SPS |  | North | ST8308860918 | 383088 | 160918 | Gravity | EO | N/A |  |  |  | Mains-powered |  | AMP7 | Y | 2772 | 2495 | E26722 | waste | B39382 | waste | N/A | waste | N/A | waste |  | N | - | - | - | - | - | - | - | 2024-07-17 | [17th Jul 24] EW: Updated Spill and Pre-Spill Levels. | #N/A |  |  | 14486E1 | E26722 | 14486
14487E1 | 14487E | MELKSHAM BERRYFIELD SPS | 14487 | SPS |  | North | ST8939762249 | 389397 | 162249 | Gravity | EO | N/A |  | B | 15 minute | Mains-powered | 2016-11-29 | AMP6 | Y | 1410 | 1269 | E12885 | waste | B70288 | waste | B70287 | waste | N/A | waste |  | N | - | - | - | - | - | - | - |  |  | #N/A |  |  | 14487E1 | E12885 | 14487
14490C1 | 14490C | EDINGTON TINHEAD LOWER BAYNTON ROAD DETENTION TANK | 14490 | CSO |  | North | ST9341754012 | 393417 | 154012 |  | Storm overflow | N/A |  | B | 15 minute | Mains-powered | 2022-02-28 | AMP7 | N | 3980 | 3582 | E21209 | waste | B80659 | waste | B80660 | waste | B80661 | waste |  | N | - | - | - | - | - | - | - |  |  | 14490 |  |  | 14490C1 | #N/A | #N/A
14495C1 | 14495C | CLEVEDON MAIN SPS | 14495 | SPS |  | West | ST3928070228 | 339280 | 170228 | Pumped | Storm overflow | 335 |  | A | 2 minute | Mains-powered | 2011-02-02 | AMP5 | N | 6408 | 5767 | E50933 | waste | B16670 | waste | N/A | waste | B133254 | waste |  | N | - | - | - | - | - | - | - |  | Date added by MH from O&M manuals | 14495 | DONE |  | 14495C1 | E50933 | 14495
14501C1 | 14501C | BRISTOL WHITBY RD ST ANNES SPS | 14501 | SPS |  | North | ST6153972512 | 361539 | 172512 | Gravity | Storm overflow | 92.1 |  | B | 15 minute | Battery-powered | 2018-03-06 | AMP6 | N | 1260 | 1134 | E20076 | waste2 | N/A | N/A | N/A | N/A | N/A | N/A |  | Y | 14501 | Off-road | Site | Outside Chamber | Box | No |  |  |  | #N/A |  |  | 14501C1 | E20076 | 14501
14502B1 | 14502B | BRISTOL WHITBY RD ARN VL SPS | 14502 | SPS |  | North | ST6118471949 | 361184 | 171949 | Gravity | Storm/ Emergency | 30 |  | A | 2 minute | Mains-powered | 2017-08-17 | AMP6 | N | 3480 | 3132 | E10952 | waste | B58626 | waste | B58625 | waste | B58627 | waste |  | N | - | - | - | - | - | - | - |  |  | #N/A |  |  | 14502B1 | E10952 | 14502
14505E1 | 14505E | CHIPPENHAM LANGLEY BURREL PECKINGELL LANE SPS | 14505 | SPS |  | North | ST9358875067 | 393588 | 175067 | Gravity | EO | N/A |  |  |  | Mains-powered |  | AMP7 | Y | 2460 | 2214 | E21312 | waste | B80949 | waste | N/A | waste | N/A | waste |  | N | - | - | - | - | - | - | - |  |  | #N/A |  |  | 14505E1 | E21312 | 14505
14507B1 | 14507B | LAMPLIGHTERS SPS | 14507 | SPS |  | North | ST5258676381 | 352586 | 176381 | Gravity | Storm/ Emergency | 37 |  | B | 15 minute | Mains-powered | 2018-02-09 | AMP6 | N | 1325 | 1193 | E5145 | waste2 | N/A | N/A | N/A | N/A | N/A | N/A |  | N | - | - | - | - | - | - | - |  | Please see 16145 | #N/A |  |  | 14507B1 | E5145 | Fine
14508E1 | 14508E | BRISTOL SHIREHAMPTON CERNEY LANE SPS | 14508 | SPS |  | North | ST5348976222 | 353489 | 176222 | Gravity | EO | N/A |  |  |  | Mains-powered |  | AMP7 | Y | 4960 | 4464 | E10972 | waste | B58702 | waste | N/A | waste | N/A | waste |  | N | - | - | - | - | - | - | - |  |  | #N/A |  |  | 14508E1 | E10972 | 14508
14510B1 | 13318B | TROWBRIDGE WRC INLET O/F 1 (OVERFLOW IS LOCATED AT 14510 TROWBRIDGE SPS) | 14510 | WRC |  | North | ST8489458775 | 384894 | 158775 | Gravity | Storm/ Emergency | 857 |  | A | 2 minute | Mains-powered | 2019-04-03 | AMP6 | N | 4335 | 3902 | E52942 | waste | N/A | N/A | N/A | N/A | B139054 | waste |  | N | - | - | - | - | - | - | - | 2024-06-28 | O/F at 14510 TROWBRIDGE SPS- 2 EDMs on 1 tank? No Storm Storage site. [28th Jun 24] EW: Changed Permit Reference from C to B. Changed Site ID from 13318 to 14510 | #N/A |  |  | 13318B1 | #N/A | #N/A
14510B2 | 13318B | TROWBRIDGE WRC INLET O/F 2 (OVERFLOW IS LOCATED AT 14510 TROWBRIDGE SPS) | 14510 | WRC |  | North | ST8489458775 | 384894 | 158775 | Gravity | Storm/ Emergency | 857 |  | A | 2 minute | Mains-powered | 2019-04-03 | AMP6 | N | 4335 | 3902 | E52943 | waste | N/A | N/A | N/A | N/A | B139055 | waste |  | N | - | - | - | - | - | - | - | 2024-06-28 | O/F at 14510 TROWBRIDGE SPS- 2 EDMs on 1 tank? No Storm Storage site. [28th Jun 24] EW: Changed Permit Reference from C to B. Changed Site ID from 13318 to 14510 | #N/A |  |  | FINE | #N/A | #N/A
14510R1 | 13318R | TROWBRIDGE WRC SPILL TO STORM | 14510 | WRC | No | North | ST8489458775 | 384894 | 158775 | Gravity | Spill to Storm | 857 |  |  |  | Mains-powered | 2022-01-14 | AMP7 | N | N/A | N/A | N/A | N/A | N/A | N/A | N/A | N/A | N/A | N/A |  | N | - | - | - | - | - | - | - |  | No spill to storm | #N/A |  |  | FINE | #N/A | #N/A
14512E1 | 14512E | GLASTONBURY PALMERS ROAD SPS | 14512 | SPS |  | West | ST4944838760 |  |  | Gravity | EO | N/A |  |  |  | Mains-powered |  | AMP7 | Y | 2415 | 2173.5 | E5579 | waste | B27856 | waste | N/A | waste | N/A | waste |  | N | - | - | - | - | - | - | - |  |  | #N/A |  |  | 14512E1 | E5579 | 14512
14519E1 | 14519E | SOMERTON BARPOOL LANE SPS | 14519 | SPS |  | West | ST4840630632 |  |  | Gravity | EO | N/A |  |  |  | Mains-powered |  | AMP7 | Y | 4150 | 3735 | E19226 | waste | B94276 | waste | N/A | waste | N/A | waste |  | N | - | - | - | - | - | - | - | 2024-07-16 | [16th Jul 24] EW: Updated Spill and Pre-Spill Levels. | #N/A |  |  | 14519E1 | E19226 | 14519
14520E1 | 14520E | HEYWOOD DURSLEY ROAD SPS | 14520 | SPS |  | North | ST8615654116 | 386156 | 154116 | Gravity | EO | N/A |  |  |  | Mains-powered |  | AMP7 | Y | 5860 | 5274 | E3906 | waste | B21306 | waste | N/A | waste | N/A | waste |  | N | - | - | - | - | - | - | - |  |  | #N/A |  |  | 14520E1 | E3906 | 14520
14521E1 | 14521E | EAST LAMBROOK SPS | 14521 | SPS |  | West | ST4336818702 |  |  | Gravity | EO | N/A |  |  |  | Mains-powered |  | AMP7 | Y | 2580 | 2322 | E3410 | waste | B19577 | waste | N/A | waste | N/A | waste |  | N | - | - | - | - | - | - | - | 2024-07-16 | [16th Jul 24] EW: Updated Spill and Pre-Spill Levels. | #N/A |  |  | 14521E1 | E3410 | 14521
14525E1 | 14525E | BABCARY RIVERSIDE FARM SPS | 14525 | SPS |  | West | ST5613628545 |  |  | Gravity | EO | N/A |  |  |  | Mains-powered |  | AMP7 | Y | 3750 | 3375 | E19590 | waste | B95478 | waste | N/A | waste | N/A | waste |  | N | - | - | - | - | - | - | - |  |  | #N/A |  |  | 14525E1 | E19590 | 14525
14526E1 | 14526E | CHIPPENHAM SOPWORTH SPS | 14526 | SPS |  | North | ST8285286114 | 382852 | 186114 | Gravity | EO | N/A |  |  |  | Mains-powered |  | AMP7 | Y | 1890 | 1701 | E20733 | waste | B98306 | waste | N/A | waste | N/A | waste |  | N | - | - | - | - | - | - | - |  |  | #N/A |  |  | 14526E1 | E20733 | 14526
14528B1 | 14528B | CARLINGCOTT STONEAGE LANE SPS | 14528 | SPS |  | North | ST6961358497 | 369613 | 158497 | Gravity | Storm/ Emergency | 50 |  | D | 2 minute | 76 | 2022-08-10 | AMP7 | N | 3070 | 2763 | E19876 | waste | B96348 | waste | B96346 | waste | B96347 | waste |  | N | - | - | - | - | - | - | - |  |  | 14528 |  |  | 14528B1 | E19876 | 14528
14531S1 | 14531S | BATH MIDFORD TUCKINGTON MILL SPS | 14531 | SPS |  | North | ST7629561187 | 376295 | 161187 | Gravity | Settled storm overflow | 6 |  | D | 15 minute |  | 2022-08-22 | AMP7 | N | 1155 | 1040 | E14092 | waste | B76669 | waste | B76670 | waste | B76671 | waste |  | N | - | - | - | - | - | - | - |  |  | 14531 |  |  | 14531S1 | #N/A | #N/A
14532E1 | 14532E | MIDSOMER NORTON RACKVERNAL COURT SPS | 14532 | SPS |  | North | ST6677154430 | 366771 | 154430 | Gravity | EO | N/A |  |  |  | Mains-powered |  | AMP7 | Y |  |  | E20204 | waste | B96659 | waste |  | waste |  | waste |  | N | - | - | - | - | - | - | - |  |  | #N/A |  |  | 14532E1 | E20204 | 14532
14533C1 | 14533C | MIDSOMER NORTON CAUTLETTS CLOSE CSO | 14533 | CSO |  | North | ST6583253522 | 365832 | 153522 | Gravity | Storm overflow | 13 |  | D | 2 minute | Battery-powered | 2022-11-08 | AMP7 | N | 120 | 108 | E5661 | waste2 | N/A | N/A | N/A | N/A | N/A | N/A |  | Y | 14533 | Off-road | Site | Outside Chamber | Box | Yes |  |  | Wrong spill level in PRISM | 14533 |  |  | 14533C1 | #N/A | #N/A
14535E1 | 14535E | STREET THE WITHYS FIELDING ROAD SPS | 14535 | SPS |  | West | ST4792137169 |  |  | Gravity | EO | N/A |  |  |  | Mains-powered |  | AMP7 | Y | 3420 | 3078 | E5697 | waste | B28348 | waste | N/A | waste | N/A | waste |  | N | - | - | - | - | - | - | - | 2024-06-05 | [5th Jun 24] EW: updated Spill and Pre-Spill Levels following Flow Measurement Team resurvey on 27th June 2023. | #N/A |  |  | 14535E1 | E5697 | 14535
14540E1 | 14540E | BRADFORD-ON-AVON, WEAVERS BROOK / ST ALDHELMS SPS | 14540 | SPS |  | North | ST8356560332 | 383565 | 160332 | Gravity | EO | N/A |  |  |  | Mains-powered |  | AMP7 | Y | 2420 | 2178 | E28459 | waste | B39791 | waste | N/A | waste | N/A | waste |  | N | - | - | - | - | - | - | - | 2024-07-17 | [17th Jul 24] EW: Updated Spill and Pre-Spill Levels. | #N/A |  |  | 14540E1 | E28459 | 14540
14542B1 | 14542B | COAT CRIPPLE STREET SPS | 14542 | SPS |  | West | ST4509320500 | 345093 | 120500 | Gravity | Storm/ Emergency | 2.2 |  | B | 15 minute | Mains-powered | 2018-11-16 | AMP6 | N | 2842 | 2558 | E3400 | waste | B19552 | waste | B19551 | waste | B19560 | waste |  | N | - | - | - | - | - | - | - |  |  | #N/A |  |  | 14542B1 | E3400 | 14542
14547E1 | 14547E | BRISTOL WEST HARPTREE SPS | 14547 | SPS |  | North | ST5613557024 | 356135 | 157024 | Gravity | EO | N/A |  |  |  | Mains-powered |  | AMP7 | Y | 2360 | 2124 | E19759 | waste | B95947 | waste | N/A | waste | N/A | waste |  | N | - | - | - | - | - | - | - |  | [30th Mar 23] EW: Asset Register updated with new Spill and Pre-Spill Alarm settings. | #N/A |  |  | 14547E1 | E19759 | 14547
14549E1 | 14549E | ROYAL WOOTTON BASSETT WHITEHALL LANE SPS | 14549 | SPS |  | North | SU0616182234 | 406162 | 182233 | Gravity | EO | N/A |  |  | 15 minute | Mains-powered | 2020-09-16 | AMP7 | N | 2285 | 2057 | E21742 | waste | B89594 | waste | B89595 | waste | B89606 | waste |  | N | - | - | - | - | - | - | - |  |  | 14549 |  |  | 14549E1 | E21742 | 14549
14550B1 | 14550B | LACOCK - NETHERCOTE HILL SPS | 14550 | SPS |  | North | ST9167968677 | 391679 | 168677 | Gravity | Storm/ Emergency | 13.5 |  | B | 15 minute | Mains-powered | 2019-02-12 | AMP6 | N | 2425 | 2183 | E21299 | waste | B80925 | waste | B80924 | waste | B80926 | waste |  | N | - | - | - | - | - | - | - |  |  | #N/A |  |  | 14550B1 | E21299 | 14550
14554E1 | 14554E | CHARD TOUCHES LANE SPS | 14554 | SPS |  | West | ST3335409656 | 333354 | 109656 | Gravity | EO | N/A |  | D | 15 minute | Battery-powered | 2021-02-18 10:12 | AMP7 | Y | 3224 | 2902 | E5476 | waste2 | N/A | N/A | N/A | N/A | N/A | N/A |  | Y | 14554 | Off-road | Site | Outside Chamber | Box | Yes |  | 2024-07-17 | [17th Jul 24] EW: Updated Spill and Pre-Spill Levels. | 14554 |  |  | 14554E1 | #N/A | #N/A
14555E1 | 14555E | ISLE ABBOTTS TWO BRIDGES SPS | 14555 | SPS |  | West | ST3471521109 |  |  | Gravity | EO | N/A |  |  |  | Mains-powered |  | AMP7 | Y | 4800 | 4320 | E10252 | waste | B128641 | waste | B162889 | waste | N/A | waste |  | N | - | - | - | - | - | - | - | 2024-06-05 | [30th May 24] EW: updated signal DB addresses. There was probably an S2000 upgrade on 21st May 2024. [5th Jun 24] EW: Updated Spill and Pre-Spill Levels following 7th July 2023 resurvey. | #N/A |  |  | 14555E1 | #N/A | 14555
14558C1 | 14558C | COMPTON DURVILLE SPS | 14558 | SPS |  | West | ST4194417505 | 341944 | 117505 | Gravity | Storm overflow | 23 |  | D | 15 minute | Mains-powered | 2018-02-22 | AMP6 | N | 465 | 419 | E5012 | waste | B25258 | waste | B25257 | waste | B25259 | waste |  | N | - | - | - | - | - | - | - |  |  | #N/A |  |  | 14558C1 | E5012 | 14558
14562B1 | 14562B | GLASTONBURY WIRRAL PARK SPS | 14562 | SPS |  | West | ST4915638742 | 349156 | 138742 | Pumped? | Storm/ Emergency | 3 |  | D | 15 minute | Mains-powered | 2020-08-19 | AMP7 | N | 3931 | 3537.9 | E5608 | waste | B27969 | waste | B27970 | waste | B27971 | waste |  | N | - | - | - | - | - | - | - |  |  | 14562 |  |  | 14562B1 | #N/A | #N/A
14563B1 | 14563B | FROME MARSTON LANE SPS | 14563 | SPS |  | West | ST7673046618 | 376730 | 146618 | Gravity | Storm/ Emergency | 8 |  | A | 2 minute | Mains-powered | 2019-01-30 | AMP6 | N | 4000 | 3600 | E11297 | waste | B61042 | waste | B61041 | waste | B61046 | waste |  | N | - | - | - | - | - | - | - |  |  | #N/A |  |  | 14563B1 | E11297 | 14563
14564E1 | 14564E | CHIPPENHAM MONKTON PARK SPS | 14564 | SPS |  | North | ST9296973173 | 392969 | 173173 | Gravity | EO | N/A |  |  |  | Mains-powered |  | AMP7 | Y | 4080 | 3672 | E26740 | waste | B18037 | waste | N/A | waste | N/A | waste |  | N | - | - | - | - | - | - | - |  |  | #N/A |  |  | 14564E1 | E26740 | 14564
14569X1 | 14569X | MALMESBURY AVON SILK MILLS SPS | 14569 | SPS |  | North | ST9356986850 |  |  | Gravity | Storm overflow | N/A |  |  |  |  | 2023-11-08 | AMP7 | N | 3030 | 2727 | E27621 | waste | B46570 | waste | B46571 | waste | B46572 | waste |  | N | - | - | - | - | - | - | - |  | [MH: 13th April 2023] - No dates for installation but in AMP7 tracker. | 14569 |  | tick | Unpermitted | #N/A | #N/A
14573E1 | 14573E | BRISTOL WARMLEY SPS | 14573 | SPS |  | North | ST6629072463 | 366290 | 172463 | Gravity | EO | N/A |  |  |  | Mains-powered |  | AMP7 | Y | 2000 | 1800 | E11000 | waste | B58809 | waste | N/A | waste | N/A | waste |  | N | - | - | - | - | - | - | - |  |  | #N/A |  |  | 14573E1 | E11000 | 14573
14577E1 | 14577E | FORD GREEN LANE SPS | 14577 | SPS |  | South | SU1587332771 |  |  | Gravity | EO | N/A |  |  |  | Mains-powered |  | AMP7 | Y | 3710 | 3339 | E34337 | waste | B114233 | waste | N/A | waste | N/A | waste |  | N | - | - | - | - | - | - | - |  |  | #N/A |  |  | 14577E1 | E34337 | 14577
14580B1 | 14580B | BRISTOL ULLSWATER CLOSE SPS | 14580 | SPS |  | North | ST6762972918 | 367629 | 172918 | Gravity | Storm/ Emergency | 12 |  | C | 15 minute |  | 2022-08-31 | AMP7 | N | 2480 | 2232 | E13930 | waste | B76205 | waste | B76206 | waste | B76207 | waste |  | N | - | - | - | - | - | - | - |  |  | 14580 |  |  | 14580B1 | #N/A | #N/A
14581B1 | 14581B | BRISTOL VICTORIA ROAD SPS | 14581 | SPS |  | North | ST5180277712 | 351802 | 177712 | Gravity | Storm/ Emergency | 111 |  | A | 2 minute | Mains-powered | 2018-02-07 | AMP6 | N | 3970 | 3573 | E11015 | waste | B58869 | waste | B58868 | waste | B5887 | waste |  | N | - | - | - | - | - | - | - |  |  | #N/A |  |  | 14581B1 | E11015 | 14581
14582E1 | 14582E | BRISTOL RIVERSIDE ST ANNES SPS | 14582 | SPS |  | North | ST6232573017 | 362325 | 173017 | Gravity | EO | N/A |  |  |  |  | No O&M | N/A - No Install Required | N | [11 empty] | N | - | - | - | - | - | - | - |  | May not be EO. Spills from 19058 - no install required. | #N/A |  | tick | 14582E1 | #N/A | #N/A
14583B1 | 14583B | BRISTOL WEST TOWN ROAD SPS | 14583 | SPS |  | North | ST5223377249 | 352233 | 177249 | Gravity | Storm/ Emergency | 40 |  | B | 15 minute | Mains-powered | 2019-02-15 | AMP6 | N | 3450 | 3105 | E11022 | waste | B34914 | waste | B34913 | waste | B34915 | waste |  | N | - | - | - | - | - | - | - |  |  | #N/A |  |  | 14583B1 | E11022 | 14583
14585B1 | 14585B | EDINGTON BROADMEAD SPS | 14585 | SPS |  | West | ST3861540125 | 338615 | 140125 | Gravity | Storm/ Emergency | 14 |  | D | 15 minute | Mains-powered | 2018-03-23 | AMP6 | N | 3620 | 1300 | E5247 | waste | B140587 | waste | B140586 | waste | B140588 | waste |  | N | - | - | - | - | - | - | - | 2024-06-07 | [16th May 24] EW: Updated Spill and Pre-Spill alarm DB addresses. [7th Jun 24] EW: Updated Spill and Storm Tank Filling Levels after remeasurements on site following fault investigation. | #N/A |  |  | 14585B1 | E5247 | 14585
14588B1 | 14588B | WEST LULWORTH BEACH SPS | 14588 | SPS |  | South | SY8237679959 | 382376 | 79959 | Gravity | Storm/ Emergency | 10.5 |  | A | 2 minute | Mains-powered | 2011-03-21 | AMP5 | N | 3156 | 2840 | E4038 | waste | B56736 | waste | N/A | waste | B56737 | waste |  | N | - | - | - | - | - | - | - | 2024-04-24 | Date added by MH from O&M manuals [24th Apr 24] EW: updated Spill and Pre-Spill Levels after Hanevo resurvey on 22nd Apr 2024. | 14588 | DONE |  | 14588B1 | E4038 | 14588
14589C1 | 14589C | YEOVIL - DUAL MANHOLE ST56152902 NEAR UNIT 5 | 14589 | Dual MH |  | West | ST5621615925 | 356216 | 115925 |  | Storm Overflow | 246 |  |  | 2 minute | Battery-Powered | 2022-02-28 | AMP7 | N | 931 | 838 | E5645 | waste2 | N/A | N/A | N/A | N/A | N/A | N/A |  | Y | 26689 | Off-road | Pavement | Outside Chamber | Box | Yes |  |  | Pre-spill wrong? Awaiting ID change on watercore and PRISM | Newly added |  |  | FINE | #N/A | #N/A
14590C1 | 14590C | YEOVIL - DUAL MANHOLE ST56152903 NEAR UNIT 4 | 14590 | Dual MH |  | West | ST5624615926 | 356246 | 115926 |  | Storm Overflow | 825 |  |  | 2 minute | Battery-Powered | 2022-02-28 | AMP7 | N | 1130 | 1017 | E6002 | waste2 | N/A | N/A | N/A | N/A | N/A | N/A |  | Y | 36689 | Off-road | Pavement | Outside Chamber | Box | Yes |  |  | Pre-spill wrong? Awaiting ID change on watercore and PRISM | Newly added |  |  | FINE | #N/A | #N/A
14597E1 | 14597E | HIGHBRIDGE LAWRENCE CLOSE SPS | 14597 | SPS |  | West | ST3288147966 | 332884 | 147964 | Gravity | EO | N/A |  |  | 15 minute | Mains-powered | 2022-02-16 | AMP7 | N | 3450 | 3105 | E6271 | waste | B30914 | waste | B30915 | waste | B30916 | waste |  | N | - | - | - | - | - | - | - |  |  | 14597 |  |  | 14597E1 | #N/A | #N/A
14600E1 | 14600E | HIGHBRIDGE TYLERS END SPS | 14600 | SPS |  | West | ST3265347382 | 332653 | 47382 | Gravity | EO | N/A |  | A | 2 minute | Mains-powered | 2019-12-18 | AMP6 | Y | 4471 | 4024 | E6291 | waste | B30996 | waste | B30995 | waste | B30997 | waste |  | N | - | - | - | - | - | - | - | 2024-06-05 | [21st Jul 22] NGR corrected SY --> ST. ST3265347382. [5th Jun 24] EW: updated Spill and Pre-Spill Levels after resurvey on 26th Feb 2024. | #N/A |  |  | 14600E1 | E6291 | 14600
14603C1 | 14603C | YEOVIL - DUAL MANHOLE ST56152904 OLD STATION WAY | 14603 | Dual MH |  | West | ST5627915949 | 356279 | 115949 |  | Storm Overflow | 833 |  |  | 2 minute | Battery-Powered | 2022-03-21 | AMP7 | N | 1050 | 945 | E6054 | waste2 | N/A | N/A | N/A | N/A | N/A | N/A |  | Y | 46689 | Off-road | Grass | Outside Chamber | Box | No |  |  | Awaiting ID change on watercore and PRISM | Newly added |  |  | FINE | #N/A | #N/A
14618E1 | 14618E | BRISTOL BUTLERS WALK CREWS HOLE SPS | 14618 | SPS |  | North | ST6274172934 |  |  | Gravity | EO | N/A |  |  |  | Battery-powered | 2021-09-17 | AMP7 | Y | 1750 | 1575 | E21336 | waste2 | N/A | N/A | N/A | N/A | N/A | N/A |  | Y | 14618 | Off-road |  | Outside Chamber | Box | Yes |  |  |  | #N/A |  |  | 14618E1 | E21336 | 14618
14620B1 | 14620B | PEWSEY SALISBURY ROAD SPS | 14620 | SPS |  | North | SU1559559309 | 415595 | 159309 | Gravity | Storm/ Emergency | 11.3 |  |  |  |  | 2023-08-18 | AMP7 | N | 3340 | N/A | E28101 | waste | B62177 | waste | N/A | N/A | B62178 | waste | [11 empty] | New to register but no install data |  |  | 14620B1 | #N/A | #N/A
14621B1 | 14621B | PORTISHEAD TOWN HARBOUR RD SPS O/F | 14621 | SPS |  | West | ST4759476356 | 347594 | 176356 | Gravity | Storm/ Emergency | 260 |  | D | 15 minute | Mains-powered | 2017-11-01 | AMP6 | N | 1776 | 1598 | E24144 | waste | B62798 | waste | B62797 | waste | B62799 | waste |  | N | - | - | - | - | - | - | - |  |  | #N/A |  |  | 14621B1 | E24144 | 14621
14624B1 | 14624B | SALTFORD MEAD LANE SPS | 14624 | SPS |  | North | ST6919068483 | 369190 | 168483 | Gravity | Storm/ Emergency | 7 |  | B | 15 minute | Mains-powered | 2019-02-06 | AMP6 | N | 2125 | 1913 | E20321 | waste | B97004 | waste | B96983 | waste | B96994 | waste |  | N | - | - | - | - | - | - | - |  |  | #N/A |  |  | 14624B1 | E20321 | 14624
14627E1 | 13347E | WICKWAR SPS | 14627 | SPS |  | North | ST7275689445 | 372756 | 189445 | Gravity | EO | N/A |  |  |  | Mains-powered |  | AMP7 | Y | 2740 | 2466 | E1186 | waste | B10655 | waste | N/A | waste | N/A | waste |  | N | - | - | - | - | - | - | - | 2024-06-28 | [28th Jun 24] EW: Changed Permit Reference from 14627E to 13347E. | #N/A |  |  | 14627E1 | E1186 | 14627
14632B1 | 14632B | TAUNTON MAIDENBROOK SPS | 14632 | SPS |  | West | ST2442825769 | 324428 | 125769 | Gravity | Storm/ Emergency | 82.1 |  | D | 15 minute | Mains-powered | 2017-02-22 | AMP6 | N | 4365 | 3929 | E6859 | waste | B33183 | waste | B33180 | waste | B33184 | waste |  | N | - | - | - | - | - | - | - |  |  | #N/A |  |  | 14632B1 | E6859 | 14632
14634E1 | 14634E | WELLINGTON FARTHINGS PITTS SPS | 14634 | SPS |  | West | ST1338419577 |  |  | Gravity | EO | N/A |  |  |  | Mains-powered |  | AMP7 | Y | 3030 | 2727 | E8602 | waste | B42059 | waste | N/A | waste | N/A | waste |  | N | - | - | - | - | - | - | - |  |  | #N/A |  |  | 14634E1 | E8602 | 14634
14648B1 | 14648B | CHILTON POLDEN MAIN SPS | 14648 | SPS |  | West | ST3774440382 | 337744 | 140382 | Gravity | Storm/ Emergency | 36 |  | C | 15 minute | Mains-powered | 2018-02-28 | AMP6 | N | 3590 | 3231 | E18982 | waste | B140057 | waste | B140056 | waste | B1458 | waste |  | N | - | - | - | - | - | - | - |  | Date added by MH from O&M manuals | #N/A |  |  | 14648B1 | E18982 | 14648
14649E1 | 14649E | TAUNTON LISIEUX WAY SPS | 14649 | SPS |  | West | ST2450924400 |  |  | Gravity | EO | N/A |  |  |  | Mains-powered |  | AMP7 | Y | 2755 | 2479.5 | E9016 | waste | B43719 | waste | N/A | waste | N/A | waste |  | N | - | - | - | - | - | - | - |  |  | #N/A |  |  | 14649E1 | E9016 | 14649
14660X1 | 14660X | BRISTOL BURCOTT ROAD STATION SECTION 105A SPS | 14660 | SPS |  | North | ST5241780370 | 352412 | 180366 | Gravity | Storm overflow | N/A | [5 empty] | Unknown | N | [11 empty] | N | - | - | - | - | - | - | - |  | Private overflow at pump station, AMP7 register and Master Tracker don't contain it. | #N/A |  | tick | Unpermitted | #N/A | #N/A
14873X1 | 14873X | BRISTOL WOODLAND ROAD (ST587 | 14873 | PSPS | No | North | Unknown |  |  |  | Non-EDM | N/A |  | N/A | N/A | Battery-Powered | 2019-08-15 | Non-EDM | N | N/A | N/A | N/A | waste2 | N/A | N/A | N/A | N/A | N/A | N/A |  | Y | 14873 | [11 empty] | FINE | #N/A | #N/A
15002B1 | 15002B | BOSCOMBE NO.1 SPS | 15002 | SPS |  | South | SZ1116391165 | 411163 | 91165 | Gravity | Storm/ Emergency | 45 |  | A | 2 minute | Mains-powered | 2011-03-10 | AMP5 | N | 345 | 311 | E9425 | waste | B47380 | waste | B55625 | waste | B55622 | waste |  | N | - | - | - | - | - | - | - |  | Date added by MH from O&M manuals | 15002 | DONE |  | 15002B1 | E9425 | 15002
15007B1 | 15007B | BOURNEMOUTH IFORD SPS | 15007 | SPS |  | South | SZ1440992693 | 414409 | 92693 | Gravity | Storm/ Emergency | 65 |  | A | 2 minute | Mains-powered | 2011-03-11 | AMP5 | N | 2209 | 1988 | E13878 | waste | B75919 | waste | N/A | waste | N/A | waste |  | N | - | - | - | - | - | - | - |  | Date added by MH from O&M manuals | 15007 | Being Revisited |  | 15007B1 | E13878 | 15007
15007B2 | 15007B | BOURNEMOUTH IFORD SPS (CELLO) | 15007 | SPS |  | South | SZ1440992693 | 414409 | 92693 | Gravity | Storm/ Emergency | 65 |  | A | 2 minute | Battery-powered | 2023-03-23 | AMP7 | N | 3110 | 2799 | E6869 | waste2 | N/A | N/A | N/A | N/A | N/A | N/A |  | Y | 15007 | Off-road | Site | Outside Chamber | Box | No |  |  | Wrong spill level on PRISM | Newly added |  |  | FINE | #N/A | 15007
15013B1 | 15013B | HENGISTBURY HEAD SPS CSO | 15013 | SPS |  | South | SZ1563391339 | 415633 | 91339 | Gravity | Storm/ Emergency | 370 |  | A | 2 minute | Mains-powered | 2011-03-31 | AMP5 | N | 7220 | 6498 | E6217 | WASTE2 | B47845 | waste | B47846 | waste | N/A | waste |  | N | - | - | - | - | - | - | - |  | Date added by MH from O&M manuals | 15013 | Being Revisited |  | 15013B1 | #N/A | 15013
15019B1 | 15019B | BOURNEMOUTH NO.1 SPS | 15019 | SPS |  | South | SZ0883790791 | 408837 | 90791 | Gravity | Storm/ Emergency | 750 |  | A | 2 minute | Mains-powered | 2011-03-30 | AMP5 | N | 8100 | 7290 | E29652 | waste | B25870 | waste | B25871 | waste | N/A | waste |  | N | - | - | - | - | - | - | - |  | Date added by MH from O&M manuals | 15019 | DONE |  | 15019B1 | E29652 | 15019
15042B1 | 15042B | CHRISTCHURCH STONY LANE SPS | 15042 | SPS |  | South | SZ1607594770 | 416075 | 94770 | Gravity | Storm/ Emergency | 35 |  | D | 2 minute | Mains-powered | 2020-07-28 | AMP7 | N | 4711 | 4239.9 | E36161 | waste | B119879 | waste | B119880 | waste | B119881 | waste |  | N | - | - | - | - | - | - | - |  |  | 15042 |  |  | 15042B1 | #N/A | #N/A
15043B1 | 15043B | CHRISTCHURCH MUDEFORD GARDENS SPS | 15043 | SPS |  | South | SZ1821992144 | 418219 | 92144 | Gravity | Storm/ Emergency | 90 |  | D | 2 minute | Mains-powered | 2011-03-11 | AMP5 | N | 4185 | 3767 | E17046 | waste | B190016 | waste | N/A | waste | B190019 | waste |  | N | - | - | - | - | - | - | - |  | [29th Nov 22] EW: Spill Level was probably changed on 7th Nov 2022. Date added by MH from O&M manuals | 15043 | DONE |  | 15043B1 | E17046 | 15043
15047B1 | 15047B | FERNDOWN REDWOOD DRIVE SPS | 15047 | SPS |  | South | SU0731801703 | 407318 | 101703 | Gravity | Storm/ Emergency | 6.5 |  | A | 2 minute | Battery-powered | 2018-10-02 | AMP6 | N | 1255 | 1130 | E5372 | waste2 | N/A | N/A | N/A | N/A | N/A | N/A |  | Y | 15047 | Road |  | Outside Chamber | Box | Yes |  |  |  | #N/A |  |  | 15047B1 | E5372 | 15047
15048B1 | 15048B | VERWOOD ACACIA AVENUE SPS | 15048 | SPS |  | South | SU1014707911 | 410147 | 107911 | Gravity | Storm/ Emergency | 8 |  | B | 15 minute | Mains-powered | 2020-09-18 | AMP7 | N | 3044 | 2739.6 | E13812 | waste | B75490 | waste | B75491 | waste | B75492 | waste |  | N | - | - | - | - | - | - | - |  |  | 15048 |  |  | 15048B1 | #N/A | #N/A
15051B1 | 15051B | CORFE MULLEN RUSHCOMBE BTM SPS | 15051 | SPS |  | South | SY9936597179 | 399365 | 97179 | Gravity | Storm/ Emergency | 25 |  | D | 15 minute | Mains-powered | 2018-02-27 | AMP6 | N | 1585 | 1427 | E7835 | waste | B37106 | waste | B37105 | waste | B37107 | waste |  | N | - | - | - | - | - | - | - |  |  | #N/A |  |  | 15051B1 | E7835 | 15051
15052B1 | 15052B | VERWOOD EBBLAKE SPS | 15052 | SPS |  | South | SU1077307813 | 410779 | 107818 | Gravity | Storm/ Emergency | 5 |  | B | 15 minute | Mains-powered | 2017-09-05 | AMP6 | N | 579 | 521 | E34143 | waste | B113734 | waste | B113733 | waste | B113735 | waste |  | N | - | - | - | - | - | - | - |  |  | #N/A |  |  | 15052B1 | E34143 | 15052
15053B1 | 15053B | FERNDOWN GOLF LINKS ROAD SPS | 15053 | SPS |  | South | SZ0832999962 | 408329 | 99962 | Gravity | Storm/ Emergency | 80 |  | D | 15 minute | Mains-powered | 2018-03-09 | AMP6 | N | 465 | 419 | E13635 | waste | B74037 | waste | B74036 | waste | B74038 | waste |  | N | - | - | - | - | - | - | - |  |  | #N/A |  |  | 15053B1 | E13635 | 15053
15057B1 | 15057B | FERNDOWN THAMES CLOSE FORD LANE SPS | 15057 | SPS |  | South | SU0940000934 | 409400 | 100934 | Gravity | Storm/ Emergency | 14 |  | A | 2 minute | Battery-powered | 2018-03-15 | AMP6 | N | 960 | 864 | E5142 | waste2 | N/A | N/A | N/A | N/A | N/A | N/A |  | Y | 15057 | Off-road | Garden | In chamber |  | Yes | PTI |  |  | #N/A |  |  | 15057B1 | E5142 | 15057
15060B1 | 15060B | WEST MOORS PENNINGTN COPSE SPS | 15060 | SPS |  | South | SU0775602415 | 407756 | 102415 | Gravity | Storm/ Emergency | 50 |  | A | 2 minute | Mains-powered | 2017-06-21 | AMP6 | N | 3635 | 3272 | E7887 | waste | B37293 | waste | B37289 | waste | B37295 | waste |  | N | - | - | - | - | - | - | - |  |  | #N/A |  |  | 15060B1 | E7887 | 15060
15063E1 | 15063E | WIMBORNE STURMINSTER MARSHALL SPS | 15063 | SPS |  | South | SY9447299915 |  |  | Pumped | EO | N/A |  |  |  | Mains-powered | 2021-05-17 | AMP7 | Y | N/A | N/A | E33942 | waste | Storm Well Alarm: B113187 Storm Pump 1 RS: B113214 Storm Pump 2 RS: B113216 | waste | N/A | waste | N/A | waste |  | N | - | - | - | - | - | - | - |  |  | #N/A |  | tick | 15063E1 | #N/A | #N/A
15068B1 | 15068B | ST LEONARDS WAYSIDE RD SPS | 15068 | SPS |  | South | SU1097202190 | 410972 | 102190 | Gravity | Storm/ Emergency | 40 |  | A | 2 minute | Battery-powered | 2018-10-02 | AMP6 | N | 3130 | 2817 | E5371 | waste2 | N/A | N/A | N/A | N/A | N/A | N/A |  | Y | 15068 | Off-road |  | In chamber |  | Yes |  |  |  | #N/A |  |  | 15068B1 | E5371 | 15068
15069E1 | 15069E | WIMBORNE EAST BOROUGH ROAD SPS | 15069 | SPS |  | South | SU0096100540 |  |  | Gravity | EO | N/A |  |  |  | Mains-powered |  | AMP7 | Y | 4620 | 4158 | E7951 | waste | B37531 | waste | N/A | waste | N/A | waste |  | N | - | - | - | - | - | - | - |  |  | #N/A |  |  | 15069E1 | E7951 | 15069
15070B1 | 15070B | WIMBORNE HAYES LANE SPS | 15070 | SPS |  | South | SZ0349299858 | 403492 | 99858 | Gravity? | Storm/ Emergency | 100 |  | D | 15 minute | Mains-powered | 2022-01-11 | AMP7 | N | 1535 | 1381.5 | E35522 | waste | B117733 | waste | B117734 | waste | B117735 | waste |  | N | - | - | - | - | - | - | - |  |  | 15070 |  |  | 15070B1 | #N/A | #N/A
15071B1 | 15071B | ST.LEONARDS CRAIGSIDE ROAD SPS | 15071 | SPS |  | South | SU1090803485 | 410915 | 103469 | Gravity | Storm/ Emergency | 73 |  |  | 15 minute |  |  | Unknown | N | [11 empty] | N | - | - | - | - | - | - | - |  | "Check" is from EDM Master Tracker. This site currently has no installations. Appears to have overflow chamber, but also spills via 19955. Equipment is at 19955. | #N/A |  | tick | 15071B1 | #N/A | #N/A
15072B1 | 15072B | FERNDOWN AMEYSFORD RD SPS | 15072 | SPS |  | South | SU0701002052 | 407010 | 102052 | Gravity | Storm/ Emergency | 50 |  | A | 2 minute | Mains-powered | 2018-11-30 | AMP6 | N | 3975 | 3578 | E7974 | waste | B37613 | waste | B37612 | waste | B37616 | waste |  | N | - | - | - | - | - | - | - |  |  | #N/A |  |  | 15072B1 | E7974 | 15072
15073B1 | 15073B | WIMBORNE PILFORD HEATH SPS | 15073 | SPS |  | South | SU0348301567 | 403483 | 101567 | Gravity | Storm/ Emergency | 47 |  | C | 15 minute | Battery-powered | 2018-12-17 | AMP6 | N | 295 | 266 | E5100 | waste2 | N/A | N/A | N/A | N/A | N/A | N/A |  | Y | 15073 | Off-road | Garden | Outside Chamber | Bollard | Yes |  |  |  | #N/A |  |  | 15073B1 | E5100 | 15073
15075B1 | 15075B | CORFE MULLEN PARDYS HILL SPS | 15075 | SPS |  | South | SY9830497602 | 398304 | 97602 | Gravity | Storm/ Emergency | 42 |  | D | 15 minute | Mains-powered | 2018-02-07 | AMP6 | N | 2710 | 2439 | E51207 | waste | B134169 | waste | B134168 | waste | B13419 | waste |  | N | - | - | - | - | - | - | - |  | Date added by MH from O&M manuals | #N/A |  |  | 15075B1 | E51207 | 15075
15078B1 | 15078B | FERNDOWN A TRICKETTS CROSS SPS | 15078 | SPS |  | South | SU0910601453 | 409106 | 101453 | Gravity | Storm/ Emergency | 218 |  | A | 2 minute | Mains-powered | 2017-07-19 | AMP6 | N | 4539 | 4125 | E29063 | waste | B37772 | waste | B37774 | waste | B37773 | waste |  | N | - | - | - | - | - | - | - |  |  | #N/A |  |  | 15078B1 | E29063 | 15078
15079B1 | 15079B | WIMBORNE POOLE ROAD SPS | 15079 | SPS |  | South | SZ0121099743 | 401210 | 99743 | Gravity | Storm/ Emergency | 55 |  | D | 2 minute | Battery-powered | 2018-04-05 | AMP6 | N | 2560 | 2304 | E5112 | waste2 | N/A | N/A | N/A | N/A | N/A | N/A |  | Y | 15079 | Off-road |  | Outside Chamber | Box | Yes |  |  |  | #N/A |  |  | 15079B1 | E5112 | 15079
15080B1 | 15080B | FERNDOWN DUGELL CLOSE SPS | 15080 | SPS |  | South | SU0888700632 | 408887 | 100632 | Gravity | Storm/ Emergency | 173 |  | A | 2 minute | Mains-powered | 2016-10-13 | AMP6 | N | 5984 | 5386 | E8034 | waste | B37832 | waste | B37831 | waste | B140617 | waste |  | N | - | - | - | - | - | - | - |  |  | #N/A |  |  | 15080B1 | E8034 | 15080
15083B1 | 15083B | ST LEONARDS FOREST EDGE SPS | 15083 | SPS |  | South | SU1088104676 | 410881 | 104676 | Gravity | Storm/ Emergency | 10 |  | B | 15 minute | Battery-powered | 2022-01-31 | AMP7 | N | 2040 | 1836 | E5598 | waste2 | N/A | N/A | N/A | N/A | N/A | N/A |  | Y | 15083 | Off-road | Site | Outside Chamber | Box | Yes |  |  |  | Newly added |  | tick | 15083B1 | #N/A | #N/A
15084B1 | 15084B | VERWOOD POTTERNE WAY SPS | 15084 | SPS |  | South | SU0969407334 | 409694 | 107334 | Gravity | Storm/ Emergency | 108 |  | A | 2 minute | Mains-powered | 2017-11-22 | AMP6 | N | 415 | 374 | E8063 | waste | B37947 | waste | B37983 | waste | B37956 | waste |  | N | - | - | - | - | - | - | - |  |  | #N/A |  |  | 15084B1 | E8063 | 15084
15088E1 | 15088E | ALDERHOLT SANDLEHEATH ROAD SPS EO EDM | 15088 | SPS |  | South | SU1214013103 |  |  | Gravity | EO | N/A |  |  | 15 minute | Mains-powered |  | AMP7 | Y | 3245 | 3921 | E13749 | waste | B75008 | waste | N/A | waste | N/A | waste |  | N | - | - | - | - | - | - | - |  | Both EDMs seem to monitor same point | 15088 |  |  | 15088E1 | E13749 | 15088
15088E2 | 15088E | ALDERHOLT SANDLEHEATH ROAD SPS SUMP EDM | 15088 | SPS |  | South | SU1214013103 |  |  | Gravity | EO | N/A |  |  |  | Mains-powered | 2022-01-07 | AMP7 | N | 2055 | 1850 | E13751 | waste | B75017 | waste | B75018 | waste | B75019 | waste |  | N | - | - | - | - | - | - | - | 2024-07-24 | Both EDMs seem to monitor same point [24th Jul 24] EW: Updated Spill and Pre-Spill Levels. |  |  |  |  | E13751 | 15088
15090B1 | 15090B | WEST PARLEY CHURCH LANE SPS | 15090 | SPS |  | South | SZ0862596960 | 408625 | 96960 | Gravity | Storm/ Emergency | 118 |  | D | 15 minute | Battery-powered | 2022-03-07 | AMP7 | N | 2440 | 2196 | E5596 | waste2 | N/A | N/A | N/A | N/A | N/A | N/A |  | Y | 15090 | Off-road | Site | In chamber |  | Yes |  |  | Wrong spill level on PRISM | Newly added |  |  | 15090B1 | #N/A | #N/A
15090X1 | 15090X | WEST PARLEY CHURCH LANE SPS M8904 BIFURCATION | 15090 | SPS |  | South | SZ0862596960 | 408625 | 96960 | Gravity | Non-EDM | N/A |  |  |  | Battery-powered | 2019-10-17 | Non-EDM | N | 320 | 288 | E5428 | waste2 | N/A | N/A | N/A | N/A | N/A | N/A |  | Y | 35090 | Off-road | Woods | In chamber |  | Yes |  |  |  | 15090 |  |  | FINE | #N/A | #N/A
15091B1 | 15091B | FERNDOWN ALDRIDGE ROAD SPS | 15091 | SPS |  | South | SZ0842999367 | 408429 | 99367 | Gravity | Storm/ Emergency | 28 |  | D | 15 minute | Battery-powered | 2018-04-24 | AMP6 | N | 820 | 700 | E5151 | waste2 | N/A | N/A | N/A | N/A | N/A | N/A |  | Y | 15091 | Off-road | Path | In chamber |  | Yes |  |  |  | #N/A |  |  | 15091B1 | E5151 | 15091
15095E1 | 15095E | DEVIZES STERT FULLAWAY FARM SPS | 15095 | SPS |  | North | SU0343559199 | 403435 | 159199 | Gravity | EO | N/A |  |  |  | Mains-powered |  | AMP7 | Y | 2735 | 2462 | E13709 | waste | B74668 | waste | N/A | waste | N/A | waste |  | N | - | - | - | - | - | - | - |  |  | #N/A |  |  | 15095E1 | E13709 | 15095
15100B1 | 15100B | NORTH NEWNTON SPS | 15100 | SPS |  | North | SU1334856751 | 413348 | 156751 | Gravity | Storm/ Emergency | 10 |  | A | 2 minute | Mains-powered | 2016-06-07 | AMP6 | N | 1200 | 1080 | E6173 | waste | B30537 | waste | B30536 | waste | B30534 | waste |  | N | - | - | - | - | - | - | - |  |  | #N/A |  |  | 15100B1 | E6173 | 15100
15101B1 | 15101B | PATNEY WEIR SPS | 15101 | SPS |  | North | SU0732458235 | 407324 | 158235 | Gravity | Storm/ Emergency | 2.9 |  | A | 2 minute | Mains-powered | 2018-01-16 | AMP6 | N | 3308 | 2977 | E13581 | waste | B73863 | waste | B73862 | waste | B73864 | waste |  | N | - | - | - | - | - | - | - |  |  | #N/A |  |  | 15101B1 | E13581 | 15101
15102E1 | 15102E | DEVIZES MARSTON THE PLOUGH SPS | 15102 | SPS |  | North | ST9685956956 | 396859 | 156956 | Gravity | EO | N/A |  |  |  | Mains-powered |  | AMP7 | Y | 3950 | 3555 | E58736 | waste | B191535 | waste | N/A | waste | N/A | waste |  | N | - | - | - | - | - | - | - |  |  | #N/A |  |  | 15102E1 | E58736 | 15102
15103E1 | 15103E | BROMHAM LOOP HILL SPS | 15103 | SPS |  | North | ST9596064991 | 395960 | 164991 | Gravity | EO | N/A |  |  |  | Mains-powered | 2021-08-17 | AMP7 | Y | 2080 | N/A | E13684 | waste | B74455 | waste | N/A | waste | N/A | waste |  | N | - | - | - | - | - | - | - | 2024-09-19 | % signal [19th Sept 24] Added Spill Level but this is in mm and the analogue level is in %. | #N/A |  |  | 15103E1 | E13684 | 15103
15106B1 | 15106B | POULSHOT TOWNSEND SPS | 15106 | SPS |  | North | ST9635559047 | 396355 | 159047 | Gravity | Storm/ Emergency | 17 |  | D | 2 minute | Mains-powered | 2018-01-17 | AMP6 | N | 2287 | 2058 | E5812 | waste | B28787 | waste | B28786 | waste | B28788 | waste |  | N | - | - | - | - | - | - | - |  |  | #N/A |  |  | 15106B1 | E5812 | 15106
15106E1 | 15106E | Poulshot Townsend SPS MH3008 EO | 15106 | SPS |  | North | ST9635559047 | 396355 | 159047 | Gravity |  | 17 | [7 empty] | 2413 | 2172 | E5813 | WASTE | B28782 | WASTE | B28781 | WASTE | B28785 | WASTE
15111B1 | 15111B | ALL CANNINGS SPS | 15111 | SPS |  | North | SU0698061795 | 406980 | 161795 | Gravity | Storm/ Emergency | 8.5 |  | A | 2 minute | Mains-powered | 2018-01-19 | AMP6 | N | 2753 | 2477 | E13720 | waste | B74762 | waste | B74761 | waste | B74763 | waste |  | N | - | - | - | - | - | - | - |  |  | #N/A |  |  | 15111B1 | E13720 | 15111
15115B1 | 15115B | CHIRTON SMALL STREET SPS | 15115 | SPS |  | North | SU0755457232 | 407554 | 157232 | Gravity | Storm/ Emergency | 8 |  | A | 2 minute | Mains-powered | 2018-01-08 | AMP6 | N | 1835 | 1651 | E22501 | waste | B38492 | waste | B38491 | waste | B38493 | waste |  | N | - | - | - | - | - | - | - |  |  | #N/A |  |  | 15115B1 | E22501 | 15115
15117B1 | 15117B | DEVIZES DUNKIRK HILL SPS | 15117 | SPS |  | North | ST9935261947 | 399352 | 161947 | Gravity | Storm/ Emergency | 14.6 |  | D | 2 minute | Mains-powered | 2020-04-05 | AMP6 | N | 1690 | 1521 | E13690 | waste | B74511 | waste | B74510 | waste | B74512 | waste |  | N | - | - | - | - | - | - | - |  |  | #N/A |  |  | 15117B1 | E13690 | 15117
15120E1 | 15120E | ALLINGTON SPS | 15120 | SPS |  | North | SU0687963022 | 406879 | 163022 | Gravity | EO | N/A |  | A | 2 minute | Mains-powered | 2018-01-18 | AMP6 | Y | 3770 | 3393 | E13598 | waste | B73917 | waste | B73911 | waste | B73918 | waste |  | N | - | - | - | - | - | - | - | 2024-07-16 | [16th Jul 24] EW: Updated Spill and Pre-Spill Levels. | #N/A |  |  | 15120E1 | E13598 | 15120
15123B1 | 15123B | SEEND BELL HILL SPS | 15123 | SPS |  | North | ST9402460805 | 394024 | 160805 | Gravity | Storm/ Emergency | 4 |  | A | 2 minute | Mains-powered | 2018-02-15 | AMP6 | N | 2982 | 2683 | E22056 | waste | B139748 | waste | B139747 | waste | B139749 | waste |  | N | - | - | - | - | - | - | - |  |  | #N/A |  |  | 15123B1 | E22056 | 15123
15125B1 | 15125B | WORTON MILL ROAD SPS | 15125 | SPS |  | North | ST9657457548 | 396574 | 157548 | Gravity | Storm/ Emergency | 11 |  | D | 2 minute | Mains-powered | 2018-01-05 | AMP6 | N | 2350 | 2115 | E13608 | waste | B73943 | waste | B73942 | waste | B73944 | waste |  | N | - | - | - | - | - | - | - |  |  | #N/A |  |  | 15125B1 | E13608 | 15125
15128E1 | 15128E | MELKSHAM SEEND SELLSGREEN SPS | 15128 | SPS |  | North | ST9506461984 | 395064 | 161984 | Gravity | EO | N/A |  |  |  | Battery-powered | 2021-09-06 | AMP7 | Y | 560 | 504 | E5143 | waste2 | N/A | N/A | N/A | N/A | N/A | N/A |  | Y | 15128 | Off-road | Car Park | Outside Chamber | Box | Yes |  |  |  | #N/A |  |  | 15128E1 | E5143 | 15128
15129B1 | 15129B | POTTERNEWICK SPS | 15129 | SPS |  | North | SU0001357818 | 400013 | 157818 | Gravity | Storm/ Emergency | 6.4 |  | D | 2 minute | Mains-powered | 2018-01-28 | AMP6 | N | 518 | 466 | E13727 | waste | B74804 | waste | B74805 | waste | B74806 | waste |  | N | - | - | - | - | - | - | - |  |  | #N/A |  |  | 15129B1 | E13727 | 15129
15139B1 | 15139B | BRISTOL SWANMORE BRIDGE PILNING SPS | 15139 | SPS |  | North | ST5650683397 | 356506 | 183397 | Gravity | Storm/ Emergency | 17 |  | D | 15 minute |  | 2022-05-19 | AMP7 | N | 4000 | 3600 | E23169 | waste | B3271 | waste | B3272 | waste | B3273 | waste |  | N | - | - | - | - | - | - | - |  |  | 15139 |  | tick | 15139B1 | #N/A | #N/A
15146E1 | 15146E | FRAMPTON COTTERELL CHURCH ROAD SPS | 15146 | SPS |  | North | ST6784281606 | 367842 | 181606 | Gravity | EO | N/A |  |  |  | Mains-powered |  | AMP7 | Y | 2050 | 1845 | E12000 | waste | B66130 | waste | N/A | waste | N/A | waste |  | N | - | - | - | - | - | - | - |  |  | #N/A |  |  | 15146E1 | E12000 | 15146
15149X1 | 15149X | HAWKESBURY UPTON BRITAIN BOTTOM SPS | 15149 | SPS |  | North | ST7865286272 |  |  | Gravity | Storm overflow | N/A |  |  |  |  | 2023-08-30 | AMP7 | N | 2300 | 2070 | E23362 | waste | B3775 | waste | B3776 | waste | B37773 | waste |  | N | - | - | - | - | - | - | - |  | [MH: 13th April 2023] - No dates for installation but in AMP7 tracker. | 15149 |  | tick | Unpermitted | #N/A | #N/A
15158B1 | 15158B | BRISTOL OLVESTON THE COMMON SPS | 15158 | SPS |  | North | ST5986587294 | 359865 | 187294 | Gravity | Storm/ Emergency | 21 |  | C | 15 minute |  | 2022-07-21 | AMP7 | N | 2670 | 2404 | E23067 | waste | B6765 | waste | B6766 | waste | B6767 | waste |  | N | - | - | - | - | - | - | - |  |  | 15158 |  |  | 15158B1 | #N/A | #N/A
15166B1 | 15166B | BRISTOL RANGEWORTHY BERROWS MEAD SPS | 15166 | SPS |  | North | ST6947886170 | 369478 | 186170 | Pumped | Storm/ Emergency | 8 |  | C | 15 minute |  | 2022-07-25 | AMP7 | N | 3390 | 3051 | E23893 | waste | B4136 | waste | B4137 | waste | B4138 | waste |  | N | - | - | - | - | - | - | - |  |  | 15166 |  |  | 15166B1 | #N/A | #N/A
15167B1 | 15167B | CROMHALL JUBILEE LANE SPS | 15167 | SPS |  | North | ST6942489511 | 369424 | 189511 | Pumped | Storm/ Emergency | 12 |  | A | 2 minute | Mains-powered | 2020-03-17 | AMP6 | N | 1410 | 1269 | E31947 | waste | Pump 1 RS: B106349 Pump 2 RS: B106350 | waste | N/A | waste | N/A | waste |  | N | - | - | - | - | - | - | - |  | Date added by MH from O&M manuals | #N/A |  |  | 15167B1 | E31947 | 15167
15170E1 | 15170E | HORTON KINGS LANE SPS | 15170 | SPS |  | North | ST7560085146 |  |  | Gravity | EO | N/A |  |  |  | Mains-powered | 2021-10-15 | AMP7 | Y | N/A | N/A | E23372 | waste | EDM Probe:B3802 | waste | N/A | waste | N/A | waste |  | N | - | - | - | - | - | - | - |  | Only has EDM Probe | #N/A |  | tick | 15170E1 | #N/A | #N/A
15173E1 | 15173E | ALMONDSBURY HORTHAM LANE SPS | 15173 | SPS |  | North | ST6222684235 | 362226 | 184235 | Gravity | EO | N/A |  |  |  | Mains-powered |  | AMP7 | Y | 1810 | 1629 | E23826 | waste | B3964 | waste | N/A | waste | N/A | waste |  | N | - | - | - | - | - | - | - | 2024-07-24 | [24th Jul 24] EW: Updated Spill and Pre-Spill Levels. | #N/A |  |  | 15173E1 | E23826 | 15173
15178X1 | 15178X | BRISTOL PILNING THE GREEN SPS | 15178 | SPS |  | North | ST5570485032 | 355695 | 185035 | Gravity | Storm overflow | N/A | [5 empty] | Unknown | N | [11 empty] | N | - | - | - | - | - | - | - |  | Overflow at wet well according to viewpoint and has a probe monitor | #N/A |  | tick | Unpermitted | #N/A | #N/A
15186E1 | 15186E | IRON ACTION LATTERIDGE ROAD SPS | 15186 | SPS |  | North | ST6749484416 | 367494 | 184416 | Gravity | EO | N/A |  |  |  | Mains-powered |  | AMP7 | Y | 1450 | 1305 | E23385 | waste | B3856 | waste | N/A | waste | N/A | waste |  | N | - | - | - | - | - | - | - |  |  | #N/A |  |  | 15186E1 | E23385 | 15186
15188B1 | 15188B | BRISTOL YATE NORTH ROAD SPS | 15188 | SPS |  | North | ST6988583835 | 369885 | 183835 | Gravity | Storm/ Emergency | 20 |  | C | 15 minute | Battery-powered | 2022-03-10 | AMP7 | N | 380 | 342 | E5625 | waste2 | N/A | N/A | N/A | N/A | N/A | N/A |  | Y | 15188 | Off-road | Driveway | Outside Chamber | Box | Yes | PTI |  |  | Newly added |  |  | 15188B1 | #N/A | #N/A
15189B1 | 15189B | AUST VILLAGE SPS (MH 4901) | 15189 | SPS |  | North | ST5747089177 | 357470 | 189177 | Gravity | Storm/ Emergency | 3.1 |  | D | 2 minute | Battery-powered |  | AMP7 | N | 2210 | 1989 | E5655 | waste2 | N/A | N/A | N/A | N/A | N/A | N/A |  | Y | 15189 | Road |  | Outside Chamber | Box | Yes |  |  | Wrong spill level on PRISM | Newly added |  |  | 15189B1 | #N/A | #N/A
15189B2 | 15189B | AUST VILLAGE SPS (MH 4001) | 15189 | SPS |  | North | ST5747089177 | 357470 | 189177 | Gravity | Storm/ Emergency | 3.1 |  | D | 2 minute | Battery-Powered | 2022-10-03 | AMP7 | N | 1180 | 1062 | E5648 | waste2 | N/A | N/A | N/A | N/A | N/A | N/A |  | Y | 25189 | Road |  | Outside Chamber | Box | Yes |  |  |  | Newly added |  |  | FINE | #N/A | #N/A
15190B1 | 15190B | MILBORNE STANDREW MANOR FM SPS | 15190 | SPS |  | South | SY8025296989 | 380252 | 96989 | Gravity | Storm/ Emergency | 47 |  | A | 2 minute | Mains-powered | 2017-07-31 | AMP6 | N | 269 | 225 | E7206 | waste | B34569 | waste | N/A | waste | B34570 | waste |  | N | - | - | - | - | - | - | - |  | [3rd Oct 23] EW: updated Spill Level with 27th Feb 2023 revision. | #N/A |  |  | 15190B1 | E7206 | 15190
15193B1 | 15193B | CHILD OKEFORD GOLD HILL SPS | 15193 | SPS |  | South | ST8280113559 | 382801 | 113559 | Gravity | Storm/ Emergency | 5.3 |  | B | 15 minute | Mains-powered | 2018-02-05 | AMP6 | N | 3045 | 2740 | E7216 | waste | B34633 | waste | B34632 | waste | B34634 | waste |  | N | - | - | - | - | - | - | - |  |  | #N/A |  |  | 15193B1 | E7216 | 15193
15196B1 | 15196B | STUR.NEWTON BRGE ST MH ST78135706 | 15196 | SPS |  | South | ST7854313681 | 378543 | 113681 | Gravity | Storm/ Emergency | 13.7 |  | C | 15 minute | Battery-powered | 2018-02-20 | AMP6 | N | 700 | 630 | E5103 | waste2 | N/A | N/A | N/A | N/A | N/A | N/A |  | Y | 15196 | Off-road | Grass | In chamber |  | Yes |  |  |  | #N/A |  |  | 15196B1 | E5103 | 15196
15200B1 | 15200B | MARNHULL SODOM LANE SPS | 15200 | SPS |  | South | ST7891419237 | 378914 | 119237 | Gravity | Storm/ Emergency | 19 |  | C | 15 minute | Mains-powered | 2018-01-19 | AMP6 | N | 917 | 825 | E14360 | waste | B78361 | waste | B78360 | waste | B78362 | waste |  | N | - | - | - | - | - | - | - |  |  | #N/A |  |  | 15200B1 | E14360 | 15200
15201B1 | 15201B | DURWESTON LANE SPS | 15201 | SPS |  | South | ST8602308816 | 386023 | 108816 | Gravity | Storm/ Emergency | 7 |  | A | 2 minute | Mains-powered | 2018-02-12 | AMP6 | N | 222 | 200 | E7251 | waste | B34768 | waste | B34767 | waste | B34769 | waste |  | N | - | - | - | - | - | - | - |  |  | #N/A |  |  | 15201B1 | E7251 | 15201
15203B1 | 15203B | SHILLINGSTONE HAYWARDS BRIDGE SPS | 15203 | SPS |  | South | ST8231811996 | 382318 | 111996 | Gravity | Storm/ Emergency | 8.5 |  | D | 15 minute | Mains-powered | 2020-07-16 | AMP7 | N | 1575 | 1417.5 | E7266 | waste | B34821 | waste | B34822 | waste | B34823 | waste |  | N | - | - | - | - | - | - | - |  |  | 15203 |  |  | 15203B1 | #N/A | #N/A
15205B1 | 15205B | BLANDFORD STMARY BMOUTH RD SPS | 15205 | SPS |  | South | ST8840605936 | 388406 | 105936 | Gravity | Storm/ Emergency | 12 |  | D | 15 minute | Mains-powered | 2018-01-19 | AMP6 | N | 1600 | 1440 | E7286 | waste | B34905 | waste | B34904 | waste | B34906 | waste |  | N | - | - | - | - | - | - | - |  |  | #N/A |  |  | 15205B1 | E7286 | 15205
15206B1 | 15206B | BLANDFORD LANGTON RD NO 1 SPS | 15206 | SPS |  | South | ST8882506302 | 388825 | 106302 | Gravity | Storm/ Emergency | 89 |  | A | 2 minute | Mains-powered | 2018-01-19 | AMP6 | N | 2342 | 2108 | E39937 | waste | B139764 | waste | B139763 | waste | B139765 | waste |  | N | - | - | - | - | - | - | - |  |  | #N/A |  |  | 15206B1 | E39937 | 15206
15207B1 | 15207B | SHAFTESBURY LONG CROSS SPS | 15207 | SPS |  | South | ST8494123288 | 384941 | 123288 | Gravity | Storm/ Emergency | 15 |  | D | 15 minute | Mains-powered | 2017-11-23 | AMP6 | N | 1550 | 1395 | E36695 | waste | B121108 | waste | B121107 | waste | B121109 | waste |  | N | - | - | - | - | - | - | - |  |  | #N/A |  |  | 15207B1 | E36695 | 15207
15209B1 | 15209B | SPETISBURY CRAWFORD BRIDGE SPS | 15209 | SPS |  | South | ST9190801958 | 391908 | 101958 | Gravity | Storm/ Emergency | 7 |  | A | 2 minute | Mains-powered | 2017-06-21 | AMP6 | N | 2740 | 2466 | E5446 | waste | B27379 | waste | B27374 | waste | B27380 | waste |  | N | - | - | - | - | - | - | - |  |  | #N/A |  |  | 15209B1 | E5446 | 15209
15228E1 | 15228E | POOLE ROCKLEY ROAD SPS | 15228 | SPS |  | South | SY9961990258 |  |  | Gravity | EO | N/A |  |  | 15 minute | Battery-powered | 2020-07-30 | AMP7 | Y | 3090 | 2781 | E5491 | waste2 | N/A | N/A | N/A | N/A | N/A | N/A |  | Y | 15228 | Road |  | Outside Chamber | Box | Yes | PTI |  |  | 15228 |  |  | 15228E1 | E5491 | 15228
15229E1 | 15229E | POOLE WHITECLIFFE REC SANDBANK | 15229 | SPS |  | South | SZ0333590651 | 403335 | 90651 | Gravity | EO | N/A |  | N/A | 2 minute | Battery-powered | 2018-01-30 | AMP6 | Y | 2140 | 1926 | E5021 | waste2 | N/A | N/A | N/A | N/A | N/A | N/A |  | Y | 15229 | Road |  | Outside Chamber | Box | Yes |  |  |  | #N/A |  |  | 15229E1 | E5021 | 15229
15230B1 | 15230B | POOLE KENNART ROAD SPS DETENTION TANK | 15230 | SPS |  | South | SZ0049793203 | 400497 | 93203 | Gravity | Storm/ Emergency | 12 |  | A | 2 minute | Battery-powered | 2018-01-23 | AMP6 | N | 2670 | 2403 | E5014 | waste2 | N/A | N/A | N/A | N/A | N/A | N/A |  | Y | 15230 | Off-road | Garden | Outside Chamber | Box | Yes |  |  | [14th Jul 22] EW: Site actually monitored from 19846 Tank. | #N/A |  |  | 15230B1 | E5014 | 15230
15231B1 | 15231B | POOLE SANDBANKS PAVILION SPS | 15231 | SPS |  | South | SZ0438787733 | 404387 | 87733 | Gravity | Storm/ Emergency | 18 |  | A | 2 minute | Mains-powered | 2011-03-17 | AMP5 | N | 3099 | 2789 | E58671 | waste | B191404 | waste | B191407 | waste | B191405 | waste |  | N | - | - | - | - | - | - | - |  | Date added by MH from O&M manuals | 15231 | DONE |  | 15231B1 | E58671 | 15231
15232E1 | 15232E | POOLE SALTERNS WAY SPS | 15232 | SPS |  | South | SZ0374789758 | 403747 | 89758 | Gravity | EO | N/A |  | N/A | 2 minute | Battery-powered | 2018-03-23 | AMP6 | Y | 1350 | 1215 | E5022 | waste2 | N/A | N/A | N/A | N/A | N/A | N/A |  | Y | 15232 | Road |  | Outside Chamber | Box | Yes |  |  |  | #N/A |  |  | 15232E1 | E5022 | 15232
15235B1 | 15235B | POOLE SHORE ROAD SPS | 15235 | SPS |  | South | SZ0499188485 | 404991 | 88485 | Pumped | Storm/ Emergency | 60 |  | A | 2 minute | Mains-powered | 2011-03-22 | AMP5 | N | N/A | N/A | E9760 | waste | B49282 | waste | N/A | waste | B49285 | waste |  | N | - | - | - | - | - | - | - |  | PFF may also be 90 l/s? Date added by MH from O&M manuals | 15235 | Being Revisited |  | 15235B1 | E9760 | 15235
15236B1 | 15236B | POOLE CANFORD HEATH RD SPS | 15236 | SPS |  | South | SZ0193294441 | 401932 | 94441 | Gravity | Storm/ Emergency | 44 |  | D | 15 minute | Mains-powered | 2020-11-12 | AMP7 | N | 1400 | 1260 | E34880 | waste | B116251 | waste | B116252 | waste | B116253 | waste |  | N | - | - | - | - | - | - | - |  |  | 15236 |  |  | 15236B1 | #N/A | #N/A
15237B1 | 15237B | POOLE MAGNA RD SPS CSO | 15237 | SPS |  | South | SZ0451597177 | 404515 | 97177 | Gravity | Storm/ Emergency | 100 |  | D | 15 minute | Mains-powered | 2018-03-06 | AMP6 | N | 1680 | 1512 | E13838 | waste | B55152 | waste | B55151 | waste | B55153 | waste |  | N | - | - | - | - | - | - | - |  |  | #N/A |  |  | 15237B1 | E13838 | 15237
15239E1 | 15239E | POOLE POOLE PARK SPS | 15239 | SPS |  | South | SZ0239791237 | 402397 | 91237 | Gravity | EO | N/A |  | N/A | 2 minute | Mains-powered | 2016-03-31 | AMP6 | Y | 2600 | 2340 | E1706 | waste | B38875 | waste | B38876 | waste | B38877 | waste |  | N | - | - | - | - | - | - | - |  |  | #N/A |  |  | 15239E1 | E1706 | 15239
15240B1 | 15240B | POOLE BRANKSOME CHINE SPS | 15240 | SPS |  | South | SZ0649389717 | 406493 | 89717 | Gravity | Storm/ Emergency | 130 |  | A | 2 minute | Mains-powered | 2011-03-03 | AMP5 | N | 2510 | 2259 | E7481 | waste | B56603 | waste | B56604 | waste | B55605 | waste |  | N | - | - | - | - | - | - | - | 2024-05-16 | PFF 130 l/s in normal conditions & 58 l/s when upstream inhibit operating Date added by MH from O&M manuals [16th May 24] EW: Pre-Spill alarm may now be Spare. | 15240 | DONE |  | 15240B1 | E7481 | 15240
15243B1 | 15243B | BRIDGWATER EAST QUAY SPS | 15243 | SPS |  | West | ST3010037340 | 330100 | 137340 | Pumped | Storm/ Emergency | 179 |  | A | 2 minute | Mains-powered | 2011-01-31 | AMP5 | N | N/A | N/A | E37566 | waste | B123518 | waste | N/A | waste | N/A | waste |  | N | - | - | - | - | - | - | - |  | Date added by MH from O&M manuals | 15243 | Being Revisited |  | 15243B1 | E37566 | 15243
15246B1 | 15246B | POOLE CANFORD MAIN SPS | 15246 | SPS |  | South | SZ0218699016 | 402186 | 99016 | Gravity | Storm/ Emergency | 80 |  | D | 15 minute | Mains-powered | 2018-04-16 | AMP6 | N | 2412 | 2171 | E58486 | waste | B191044 | waste | B191043 | waste | B191045 | waste |  | N | - | - | - | - | - | - | - |  |  | #N/A |  |  | 15246B1 | E58486 | 15246
15252B1 | 15252B | POOLE EGMONT ROAD SPS MH7702 | 15252 | SPS |  | South | SY9779191713 | 397791 | 91713 | Gravity | Storm/ Emergency | 10.6 |  | A | 2 minute | Mains-powered | 2016-03-31 | AMP6 | N | 2628 | 2365 | E32989 | waste | B36003 | waste | B139952 | waste | B36012 | waste |  | N | - | - | - | - | - | - | - |  |  | #N/A |  |  | 15252B1 | E32989 | 15252
15252B2 | 15252B | POOLE EGMONT ROAD SPS MH8604 | 15252 | SPS |  | South | SY9779191713 | 397791 | 91713 | Gravity | Storm/ Emergency | 10.6 |  | A | 2 minute | Battery-powered | 2022-12-02 | AMP7 | N | 1760 | 1662 | E8277 | waste2 | N/A | N/A | N/A | N/A | N/A | N/A |  | Y | 15252 | Road | Chamber | Outside Chamber | Box | Yes |  |  |  | #N/A |  |  | FINE | #N/A | 15252
15253B1 | 15253B | POOLE FAIRVIEW ROAD SPS | 15253 | SPS |  | South | SZ00963101 | 400284 | 96087 | Gravity | Storm/ Emergency | 13.3 |  | D | 2 minute | Battery-powered | 2018-02-28 | AMP6 | N | 1170 | 1053 | E5082 | waste2 | N/A | N/A | N/A | N/A | N/A | N/A |  | Y | 15253 | Road |  | In chamber |  | Yes |  |  |  | #N/A |  |  | 15253B1 | E5082 | 15253
15257B1 | 15257B | POOLE BRIDGE SPS | 15257 | SPS |  | South | SZ00906306 | 400674 | 90357 | Gravity | Storm/ Emergency | 15 |  | D | 2 minute | Battery-powered | 2018-04-05 | AMP6 | N | 2480 | 2232 | E5136 | waste2 | N/A | N/A | N/A | N/A | N/A | N/A |  | Y | 15257 | Road |  | In chamber |  | Yes |  |  |  | #N/A |  |  | 15257B1 | E5136 | 15257
15258E1 | 15258E | POOLE WILLIS WAY SPS | 15258 | SPS |  | South | SZ0078492476 | 400784 | 92476 | Gravity | EO | N/A |  | N/A | 2 minute | Battery-powered | 2018-02-28 | AMP6 | Y | 1540 | 1386 | E5206 | waste2 | N/A | N/A | N/A | N/A | N/A | N/A |  | Y | 15258 | Road |  | Outside Chamber | Box | Yes |  | 2024-06-12 | [12th Jun 24] EW: Flow Measurement Team resurveyed site on 20th July 2023. | #N/A |  |  | 15258E1 | E5206 | 15258
15260E1 | 15260E | POOLE ESPLANADE STERTE SPS | 15260 | SPS |  | South | SZ0109391488 | 401093 | 91488 | Gravity | EO | N/A |  | N/A | 2 minute | Mains-powered | 2018-05-03 | AMP6 | Y | 5440 | 4896 | E58561 | waste | B191186 | waste | B191189 | waste | B191190 | waste |  | N | - | - | - | - | - | - | - |  |  | #N/A |  |  | 15260E1 | E58561 | 15260
15265E1 | 15265E | POOLE CANFORD SCHOOL | 15265 | SPS |  | South | SZ0328298908 |  |  | Gravity | EO | N/A |  |  |  | Mains-powered |  | AMP7 | Y | 2240 | 2016 | E7646 | waste | B36375 | waste | N/A | waste | N/A | waste |  | N | - | - | - | - | - | - | - |  |  | #N/A |  |  | 15265E1 | E7646 | 15265
15266E1 | 15266E | POOLE MERLEY LANE SPS | 15266 | SPS |  | South | SZ0282098021 | 402820 | 98021 | Gravity | EO | N/A |  | C | 15 minute | Mains-powered | 2018-02-20 | AMP6 | Y | 2215 | 1994 | E7654 | waste | B36403 | waste | B36402 | waste | B36404 | waste |  | N | - | - | - | - | - | - | - | 2024-06-26 | [26th Jun 24] EW: Updated Spill and Pre-Spill Levels. | #N/A |  |  | 15266E1 | E7654 | 15266
15269E1 | 15269E | POOLE BLANDFORD RD SPS SZ00902503 | 15269 | SPS |  | South | SZ0007790385 | 400077 | 90385 | Gravity | EO | N/A |  | N/A | 2 minute | Battery-powered | 2019-11-14 | AMP6 | Y | 760 | 684 | E5436 | waste2 | N/A | N/A | N/A | N/A | N/A | N/A |  | Y | 15269 | Road |  | Outside Chamber | Box | Yes | PTI | 2024-06-13 | [13th Jun 24] EW: Updated Spill and Pre-Spill Level. Flow Measurement Team resurveyed site on 24th July 2023. | #N/A |  |  | 15269E1 | E5436 | 15269
15270B1 | 15270B | POOLE CREEKMOOR LANE SPS | 15270 | SPS |  | South | SZ0030793153 | 400307 | 93153 | Gravity | Storm/ Emergency | 120 |  | D | 15 minute | Battery-powered | 2019-10-17 | AMP6 | N | 700 | 630 | E5429 | waste2 | N/A | N/A | N/A | N/A | N/A | N/A |  | Y | 15270 | Off-road | Grass | Outside Chamber | Box | Yes |  |  |  | #N/A |  |  | 15270B1 | E5429 | 15270
15271E1 | 15271E | POOLE KING JOHN JUNCTION SPS | 15271 | SPS |  | South | SZ0481096557 |  |  | Gravity | EO | N/A |  |  |  | Mains-powered |  | AMP7 | Y | 2847 | 2562.3 | E7681 | waste | B36510 | waste | N/A | waste | N/A | waste |  | N | - | - | - | - | - | - | - |  |  | #N/A |  |  | 15271E1 | E7681 | 15271
15273B1 | 15273B | POOLE BLANDFORD RD TURLIN MAIN SPS | 15273 | SPS |  | South | SY9874792084 | 398747 | 92084 | Pumped | Storm/ Emergency | 345 |  | A | 2 minute | Mains-powered | 2019-09-24 | AMP6 | Y | N/A | N/A | E11882 | waste | B65417 | N/A | N/A | N/A | N/A | N/A |  | N | - | - | - | - | - | - | - |  |  | #N/A |  |  | 15273B1 | E11882 | 15273
15275B1 | 15275B | POOLE - HEWITT ROAD SPS | 15275 | SPS |  | South | SY9917691730 | 399176 | 91730 | Gravity | Storm/ Emergency | 15.8 |  | B | 15 minute | Mains-powered | 2016-03-31 | AMP6 | N | 3670 | 3298 | E7709 | waste | B36614 | waste | B36618 | waste | B36619 | waste |  | N | - | - | - | - | - | - | - |  |  | #N/A |  |  | 15275B1 | E7709 | 15275
15277B1 | 15277B | POOLE WOOD LANE SPS | 15277 | SPS |  | South | SZ0536096870 | 405360 | 96870 | Gravity | Storm/ Emergency | 14.5 |  | D | 15 minute | Mains-powered | 2018-02-22 | AMP6 | N | 1892 | 1702 | E7723 | waste | B139779 | waste | B139780 | waste | B139781 | waste |  | N | - | - | - | - | - | - | - |  |  | #N/A |  |  | 15277B1 | E7723 | 15277
15282B1 | 15282B | BRADFORD ABBAS MILL LANE SPS | 15282 | SPS |  | South | ST5865314192 | 358653 | 114192 | Gravity | Storm/ Emergency | 14.3 |  | A | 2 minute | Mains-powered | 2017-03-21 | AMP6 | N | 2443 | 2198.7 | E13869 | waste | B75888 | waste | N/A | waste | N/A | waste |  | N | - | - | - | - | - | - | - |  |  | #N/A |  |  | 15282B1 | E13869 | 15282
15283B1 | 15283B | WINCANTON BAYFORD SPS | 15283 | SPS |  | West | ST7248428847 | 372484 | 128847 | Gravity | Storm/ Emergency | 5 |  | B | 15 minute | Mains-powered | 2020-07-07 | AMP7 | N | 2506 | 2255.4 | E1077 | waste | B20112 | waste | B20113 | waste | B20114 | waste |  | N | - | - | - | - | - | - | - |  |  | 15283 |  |  | 15283B1 | #N/A | #N/A
15284B1 | 15284B | HUISH EPISCOPI WAGG DROVE SPS | 15284 | SPS |  | West | ST4353926836 | 343539 | 126836 | Gravity | Storm/ Emergency | 3 |  | B | 15 minute | Mains-powered | 2018-12-12 | AMP6 | N | 5330 | 4797 | E19044 | waste | B93772 | waste | B93771 | waste | B93789 | waste |  | N | - | - | - | - | - | - | - |  |  | #N/A |  |  | 15284B1 | E19044 | 15284
15290B1 | 15290B | HENSTRIDGE MARSH LANE SPS | 15290 | SPS |  | West | ST7319120007 | 373191 | 120007 | Gravity | Storm/ Emergency | 23 |  | B | 15 minute | Mains-powered | 2017-02-09 | AMP6 | N | 3155 | 2180 | E20772 | waste | B98427 | waste | B98426 | waste | B98428 | waste |  | N | - | - | - | - | - | - | - |  |  | #N/A |  |  | 15290B1 | E20772 | 15290
15297B1 | 15297B | DRAYTON DUCKS LANE SPS | 15297 | SPS |  | West | ST4064824572 | 340648 | 124572 | Gravity | Storm/ Emergency | 45 |  | A | 2 minute | Mains-powered | 2018-02-13 | AMP6 | N | 3650 | 3285 | E20047 | waste | B139796 | waste | B139795 | waste | B139797 | waste |  | N | - | - | - | - | - | - | - |  |  | #N/A |  |  | 15297B1 | E20047 | 15297
15298B1 | 15298B | YEOVIL LIMINGTON MAIN SPS | 15298 | SPS |  | West | ST5390722432 | 353907 | 122432 | Gravity | Storm/ Emergency | 4 |  | B | 15 minute | Mains-powered | 2020-06-02 | AMP7 | N | 2266 | 2039.4 | E19370 | waste | B94667 | waste | B94672 | waste | B94694 | waste |  | N | - | - | - | - | - | - | - |  |  | 15298 |  |  | 15298B1 | #N/A | #N/A
15299B1 | 15299B | SOMERTON KINGSDON SPS | 15299 | SPS |  | West | ST5232926230 | 352329 | 126230 | Gravity | Storm/ Emergency | 4.4 |  | B | 15 minute | Mains-powered | 2021-11-27 | AMP7 | N | 2500 | 2250 | E9721 | waste | B49104 | waste | B49105 | waste | B49106 | waste |  | N | - | - | - | - | - | - | - |  |  | 15299 |  |  | 15299B1 | #N/A | #N/A
15304B1 | 15304B | WEST CHINNOCK THE GARAGE SPS | 15304 | SPS |  | West | ST4693413838 | 346934 | 113838 | Pumped | Storm/ Emergency | 8.8 |  | Unknown | Unknown | Mains-powered | 2021-07-06 | AMP7 | N | N/A | 425 | E19462 | waste | PUMP 1 RS: B54166 PUMP 2 RS: B54167 | waste | B94924 | waste | B54181 | waste |  | N | - | - | - | - | - | - | - |  | 425mm represents when the site spills to the storm sump and is the "pre-spill" alarm. Spill alarm is triggered by pump RS. |  |  |  | 15304B1 | #N/A | #N/A
15306B1 | 15306B | LOWER SOMERTON SPS EO | 15306 | SPS |  | West | ST4976928329 |  |  | Gravity | Storm/ Emergency | 19.8 |  |  | 15 minute | Mains-powered |  | AMP7 | Y | 3250 | 2925 | E19356 | waste | B94647 | waste | N/A | waste | N/A | waste |  | N | - | - | - | - | - | - | - |  | Both EDMs seem to monitor same point | 15306 |  |  | 15306B1 | E19356 | 15306
15306B2 | 15306B | LOWER SOMERTON SPS EO SUMP | 15306 | SPS |  | West | ST4976928329 |  |  | Gravity | Storm/ Emergency | 19.8 |  |  |  | Mains-powered | 2021-10-28 | AMP7 | N | 3252 | 2926.8 | E19357 | waste | B94648 | waste | B94649 | waste | B94650 | waste |  | N | - | - | - | - | - | - | - |  | Both EDMs seem to monitor same point | 15306 |  |  | 15306B1 | E19357 | 15306
15309B1 | 15309B | CHARLTON MACKERELL ROOKERY FARM SPS | 15309 | SPS |  | West | ST5256228111 |  |  | Gravity | Storm/ Emergency | N/A |  | Unknown | 15 minute | Mains-powered | 2021-10-11 | AMP7 | Y | 3040 | 2736 | E19213 | waste | B94249 | waste | N/A | waste | N/A | waste |  | N | - | - | - | - | - | - | - |  |  | 15309 |  |  | 15309B1 | E19213 | 15309
15309B2 | 15309B | CHARLTON MACKRELL ROOKERY FARM SPS OVERFLOW CHAMBER | 15309 | SPS |  | West | ST5256228111 |  |  | Gravity | Storm/ Emergency | N/A |  | Unknown | 2 minute | Battery-Powered | 2021-12-22 | AMP7 | N | 1340 | 1273 | E5606 | waste2 | N/A | N/A | N/A | N/A | N/A | N/A |  | Y | 15309 | Off-road |  | Outside Chamber | Box | Yes |  |  |  | Newly addded |  | tick | B or E | E5606 | 15309
15311B1 | 15311B | YEOVIL MUDFORD SPS | 15311 | SPS |  | West | ST5744419932 | 357444 | 119932 | Gravity | Storm/ Emergency | 9.3 |  | A | 2 minute | Mains-powered | 2018-12-11 | AMP6 | N | 830 | 747 | E36389 | waste | B120457 | waste | B120456 | waste | B120458 | waste |  | N | - | - | - | - | - | - | - |  |  | #N/A |  |  | 15311B1 | E36389 | 15311
15313B1 | 15313B | LANGPORT PIBSBURY SPS | 15313 | SPS |  | West | ST4386326316 | 343863 | 126316 | Gravity | Storm/ Emergency | N/A |  | B | 15 minute | Mains-powered | 2019-01-09 | AMP6 | N | 3665 | 3299 | E19305 | waste | B94505 | waste | B94504 | waste | B94506 | waste |  | N | - | - | - | - | - | - | - |  |  | #N/A |  |  | 15313B1 | E19305 | 15313
15315B1 | 15315B | HUISH EPISCOPI WAGG BRIDGE SPS | 15315 | SPS |  | West | ST4406027510 | 344060 | 127510 | Gravity | Storm/ Emergency | N/A |  | B | 15 minute | Mains-powered | 2019-01-09 | AMP6 | N | 2540 | 2286 | E19031 | waste | B93749 | waste | B93748 | waste | B93750 | waste |  | N | - | - | - | - | - | - | - |  |  | #N/A |  |  | 15315B1 | E19031 | 15315
15316B1 | 15316B | BARTON ST DAVID TOOTAL BRIDGE SPS | 15316 | SPS |  | West | ST5508232646 | 355082 | 132646 | Gravity | Storm/ Emergency | 2.4 |  | A | 2 minute | Mains-powered | 2019-01-11 | AMP6 | N | 2653 | 2388 | E19603 | waste | B95514 | waste | B95527 | waste | B95528 | waste |  | N | - | - | - | - | - | - | - |  |  | #N/A |  |  | 15316B1 | E19603 | 15316
15317B1 | 15317B | NORTON SUB HAMDON SPS | 15317 | SPS |  | West | ST4679815505 | 346798 | 115505 | Gravity | Storm/ Emergency | 15.4 |  | A | 2 minute | Mains-powered | 2018-03-06 | AMP6 | N | 230 | 207 | E56380 | waste | B151790 | waste | B151789 | waste | B151588 | waste |  | N | - | - | - | - | - | - | - |  | [30th Jun 23] EW: updated settings to reflect changes are new screen fitted. | #N/A |  |  | 15317B1 | E56380 | 15317
15318C1 | 15318C | YEOVIL STOFORD HILLSIDE SPS | 15318 | SPS |  | West | ST5674614096 | 356746 | 114096 | Gravity | Storm overflow | 36 |  | C | 15 minute | Mains-powered | 2020-07-09 | AMP7 | N | 3390 | 3051 | E3527 | waste | B36563 | waste | B36564 | waste | B36565 | waste |  | N | - | - | - | - | - | - | - | 2024-05-20 | [20th May 24] EW: updated Spill and Pre-Levels. | 15318 |  |  | 15318C1 | #N/A | #N/A
15319E1 | 15319E | CHARD EDWARDS SPS | 15319 | SPS |  | West | ST3358008273 |  |  | Gravity | EO | N/A |  |  |  | Mains-powered |  | AMP7 | Y | 5610 | 5049 | E18953 | waste | B93520 | waste | N/A | waste | N/A | waste |  | N | - | - | - | - | - | - | - |  |  | #N/A |  |  | 15319E1 | E18953 | 15319
15320B1 | 15320B | LANGPORT LONG SUTTON KNOLE SPS | 15320 | SPS |  | West | ST4847525082 | 348475 | 125082 | Gravity | Storm/ Emergency | 2.8 |  | B | 15 minute | Mains-powered | 2021-11-29 | AMP7 | N | 2220 | 1998 | E19351 | waste | B94621 | waste | B94618 | waste | B94622 | waste |  | N | - | - | - | - | - | - | - |  |  | 15320 |  |  | 15320B1 | #N/A | #N/A
15322B1 | 15322B | LANGPORT PITNEY SPS | 15322 | SPS |  | West | ST4412028448 | 344120 | 128448 | Gravity | Storm/ Emergency | 5.3 |  | B | 15 minute | Mains-powered | 2019-01-11 | AMP6 | N | 3500 | 3150 | E10796 | waste | B10241 | waste | B10240 | waste | B10242 | waste |  | N | - | - | - | - | - | - | - |  |  | #N/A |  |  | 15322B1 | E10796 | 15322
15325B1 | 15325B | SOMERTON KEINTON MANDEVILLE SPS | 15325 | SPS |  | West | ST5488229685 | 354882 | 129685 | Gravity | Storm/ Emergency | 19.8 |  | C | 15 minute | Mains-powered | 2020-11-04 | AMP7 | N | 655 | 589.5 | E19682 | waste | B95740 | waste | B95741 | waste | B95742 | waste |  | N | - | - | - | - | - | - | - |  |  | 15325 |  |  | 15325B1 | #N/A | #N/A
15327B1 | 15327B | ILMINSTER LORD NELSON SPS | 15327 | SPS |  | West | ST3498115071 | 334981 | 115071 | Gravity | Storm/ Emergency | 20 |  | D | 15 minute | Battery-powered | 2018-02-07 | AMP6 | N | 400 | 360 | E5138 | waste2 | N/A | N/A | N/A | N/A | N/A | N/A |  | Y | 15327 | Off-road | Pavement | In chamber |  | Yes |  |  |  | #N/A |  |  | 15327B1 | E5138 | 15327
15330E1 | 15330E | CHARD TOUCHES MEADOW SPS EO EDM | 15330 | SPS |  | West | ST3344609527 |  |  | Gravity | EO | N/A |  |  | 15 minute | Mains-powered |  | AMP7 | Y | 2120 | 1908 | E18966 | waste | B93555 | waste | N/A | waste | N/A | waste |  | N | - | - | - | - | - | - | - |  | Both EDMs seem to monitor same point | 15330 |  |  | 15330E1 | E18966 | 15330
15330E2 | 15330E | CHARD TOUCHES MEADOW SPS SUMP EDM | 15330 | SPS |  | West | ST3344609527 |  |  | Gravity | EO | N/A |  |  |  | Mains-powered | 2022-03-28 | AMP7 | N | 2090 | 1881 | E18967 | waste | B93565 | waste | B93566 | waste | B93567 | waste |  | N | - | - | - | - | - | - | - |  | Both EDMs seem to monitor same point |  |  |  |  | E18967 | 15330
15331B1 | 15331B | SHEPTON BEAUCHAMP SPS | 15331 | SPS |  | West | ST4053017095 | 340530 | 117095 | Gravity | Storm/ Emergency | 12 |  | A | 2 minute | Mains-powered | 2018-01-08 | AMP6 | N | 1735 | 1561 | E19135 | waste | B94041 | waste | B94040 | waste | B94042 | waste |  | N | - | - | - | - | - | - | - |  |  | #N/A |  |  | 15331B1 | E19135 | 15331
15333B1 | 15333B | WINCANTON PENN MILL PENSELWOOD SPS | 15333 | SPS |  | South | ST7714031364 | 377140 | 131364 | Gravity | Storm/ Emergency | 14 |  | A | 2 minute | Mains-powered | 2019-02-13 | AMP6 | N | 425 | 383 | E11070 | waste | B59148 | waste | B59147 | waste | B59149 | waste |  | N | - | - | - | - | - | - | - |  |  | #N/A |  |  | 15333B1 | E11070 | 15333
15334B1 | 15334B | CHARLTON ADAM SPS | 15334 | SPS |  | West | ST5419228840 | 354192 | 128840 | Gravity | Storm/ Emergency | 21 |  | C | 15 minute | Mains-powered | 2020-09-28 | AMP7 | N | 3060 | 2754 | E13743 | waste | B68259 | waste | B68260 | waste | B68261 | waste |  | N | - | - | - | - | - | - | - |  |  | 15334 |  |  | 15334B1 | #N/A | #N/A
15334B2 | 15334B | CHARLTON ADAM SPS Pumped Spill | 15334 | SPS |  | West | ST5419228840 | 354192 | 128840 |  | Storm/ Emergency | 21 |  | C | 15 minute | Mains-powered | 2020-09-08 | AMP7 | N | N/A | N/A | N/A | N/A | B68264 | waste | N/A | N/A | N/A | N/A | [9 empty] | 2024-09-11 | [11th Sept 24] EW: Updated DB addresses (previously used B1/Gravity Spill info).
15339B1 | 15339B | TEMPLECOMBE SLADES HILL SPS | 15339 | SPS |  | West | ST7065422989 | 370654 | 122989 | Gravity | Storm/ Emergency | 5.7 |  | B | 15 minute | Mains-powered | 2018-02-27 | AMP6 | N | 1714 | 1542 | E39746 | waste | B131977 | waste | B131976 | waste | B131978 | waste |  | N | - | - | - | - | - | - | - |  |  | #N/A |  |  | 15339B1 | E39746 | 15339
15347E1 | 15347E | WOOLAVINGTON CAUSEWAY SPS | 15347 | SPS |  | West | ST3465942820 | 334664 | 142826 | Gravity | EO | N/A |  |  | 15 minute | Mains-powered | 2020-11-12 | AMP7 | Y | 3270 | 2943 | E3037 | waste | B35462 | waste | B35463 | waste | B35464 | waste |  | N | - | - | - | - | - | - | - | 2024-06-12 | [12th Jun 24] EW: Flow Measurement Team resurveyed site on 12th June 2024. | 15347 |  |  | 15347E1 | #N/A | #N/A
15370C1 | 15370C | WESTONZOYLAND LAKEWELL RD SPS | 15370 | SPS |  | West | ST3495034461 | 334950 | 134461 | Gravity | Storm overflow | 9 |  | A | 2 minute | Mains-powered | 2017-03-21 | AMP6 | N | 2975 | 2677.5 | E6480 | waste | B31724 | waste | N/A | waste | N/A | waste |  | N | - | - | - | - | - | - | - |  |  | #N/A |  |  | 15370C1 | E6480 | 15370
15371B1 | 15371B | COMPTON BISHOP CROSS EAST SPS | 15371 | SPS |  | West | ST4181854715 | 341818 | 154715 | Gravity | Storm/ Emergency | 5.5 |  | D | 15 minute | Mains-powered | 2020-10-05 | AMP7 | N | 2199 | 1979 | E13744 | waste | B31750 | waste | B31751 | waste | B31752 | waste |  | N | - | - | - | - | - | - | - |  | [1st Nov 23] EW: Updated Spill and Pre-Spill Levels (errors). | 15371 |  |  | 15371B1 | #N/A | #N/A
15373E1 | 15373E | CHEDZOY MANOR DRIVE SPS | 15373 | SPS |  | West | ST3392637661 |  |  | Gravity | EO | N/A |  |  |  | Mains-powered |  | AMP7 | Y | 2980 | 2682 | E6494 | waste | B31776 | waste | N/A | waste | N/A | waste |  | N | - | - | - | - | - | - | - |  |  | #N/A |  |  | 15373E1 | E6494 | 15373
15378B1 | 15378B | PAWLETT VICARAGE LANE SPS | 15378 | SPS |  | West | ST3015842526 | 330158 | 142526 | Gravity | Storm/ Emergency | 3 |  | C | 15 minute | Mains-powered | 2020-03-26 | AMP6 | N | 1071 | 964 | E34288 | waste | B114076 | waste | B114075 | waste | B114087 | waste |  | N | - | - | - | - | - | - | - |  | Date added by MH from O&M manuals | #N/A |  |  | 15378B1 | E34288 | 15378
15381B1 | 15381B | BRIDGWATER WEMBDON COMMON SPS | 15381 | SPS |  | West | ST2875337850 | 328753 | 137850 | Gravity | Storm/ Emergency | 52 |  | C | 15 minute |  | 2020-02-17 | AMP7 | N | 1796 | 1616 | E6537 | waste | B31939 | waste | B31940 | waste | B31930 | waste |  | N | - | - | - | - | - | - | - |  |  | 15381 |  |  | 15381B1 | #N/A | #N/A
15383B1 | 15383B | POOLE EAST QUAY PERRY GRDN SPS | 15383 | SPS |  | South | SZ0137690324 | 401376 | 90324 | Gravity | Storm/ Emergency | 202 |  | B | 15 minute | Mains-powered | 2016-03-31 | AMP6 | N | 3027 | 2724 | E53518 | waste | B68101 | waste | B68103 | waste | B68102 | waste |  | N | - | - | - | - | - | - | - |  |  | #N/A |  |  | 15383B1 | E53518 | 15383
15388B1 | 15388B | OTHERY SUMMERHEDGE RD CSO | 15388 | SPS |  | West | ST3845931349 | 338459 | 131349 | Gravity | Storm/ Emergency | 13.5 |  | B | 15 minute | Battery-powered | 2018-02-22 | AMP6 | N | 970 | 873 | E5113 | waste2 | N/A | N/A | N/A | N/A | N/A | N/A |  | Y | 15388 | Road |  | Outside Chamber | Kiosk | Yes |  |  |  | #N/A |  |  | 15388B1 | E5113 | 15388
15389B1 | 15389B | BRIDGWATER PAWLETT MAIN RD SPS | 15389 | SPS |  | West | ST3002643075 | 330026 | 143075 | Gravity | Storm/ Emergency | 19.2 |  | C | 15 minute | Mains-powered | 2019-02-27 | AMP6 | N | 3150 | 2180 | E6581 | waste | B32103 | waste | B32100 | waste | B32107 | waste |  | N | - | - | - | - | - | - | - |  |  | #N/A |  |  | 15389B1 | E6581 | 15389
15393B1 | 15393B | BRIDGWATER TAUNTON ROAD SPS | 15393 | SPS |  | West | ST3045335771 | 330453 | 135771 | Pumped | Storm/ Emergency | 70 |  | A | 2 minute | Mains-powered | 2011-01-26 | AMP5 | N | 1950 | 1490 | E9024 | waste | B43446 | waste | B43748 | waste | B43747 | waste |  | N | - | - | - | - | - | - | - |  | Date added by MH from O&M manuals | 15393 | DONE |  | 15393B1 | E9024 | 15393
15394B1 | 15394B | SUTTON MALLET SPS | 15394 | SPS |  | West | ST3710637048 | 337106 | 137048 | Gravity | Storm/ Emergency | 5 |  | B | 15 minute | Mains-powered | 2017-03-21 | AMP6 | N | 3373 | 3035.7 | E13650 | waste | B74157 | waste | N/A | waste | N/A | waste |  | N | - | - | - | - | - | - | - |  |  | #N/A |  |  | 15394B1 | E13650 | 15394
15395E1 | 15395E | BASON BRIDGE CHURCH ROAD SPS | 15395 | SPS |  | West | ST3459145828 |  |  | Gravity | EO | N/A |  |  |  | Mains-powered |  | AMP7 | Y | 2540 | 2286 | E6613 | waste | B32235 | waste | N/A | waste | N/A | waste |  | N | - | - | - | - | - | - | - |  |  | #N/A |  |  | 15395E1 | E6613 | 15395
15396B1 | 15396B | WOOLAVINGTON MEADOW FARM SPS | 15396 | SPS |  | West | ST3468041891 | 334680 | 141891 | Gravity | Storm/ Emergency | 33 |  | C | 15 minute | Mains-powered | 2018-02-28 | AMP6 | N | 1650 | 1485 | E6620 | waste | B20738 | waste | B20737 | waste | B20739 | waste |  | N | - | - | - | - | - | - | - |  | Date added by MH from O&M manuals | #N/A |  |  | 15396B1 | E6620 | 15396
15397B1 | 15397B | STAWELL FORD LANE SPS | 15397 | SPS |  | West | ST3668138487 | 336681 | 138487 | Gravity | Storm/ Emergency | 3 |  | C | 15 minute | Battery-powered | 2018-03-19 | AMP6 | N | 240 | 215 | E5237 | waste2 | N/A | N/A | N/A | N/A | N/A | N/A |  | Y | 15397 | Road |  | Outside Chamber | Bollard | Yes |  |  |  | #N/A |  |  | 15397B1 | E5237 | 15397
15400B1 | 15400B | BRIDGWATER WEST QUAY SPS | 15400 | SPS |  | West | ST2996937397 | 329969 | 137397 | Pumped | Storm/ Emergency | 206 |  | A | 2 minute | Mains-powered | 2011-04-28 | AMP5 | N | N/A | N/A | E13737 | waste | B116659 | waste | N/A | waste | N/A | waste |  | N | - | - | - | - | - | - | - |  | Date added by MH from O&M manuals | 15400 | Further Needed |  | 15400B1 | E13737 | 15400
15401X1 | 15401X | STOKE GIFFORD M/N ST61785401 | 15401 | CSA | No | North | ST6154178448 |  |  |  | Non-EDM | N/A |  | N/A | N/A | Battery-powered | 2018-03-19 | Non-EDM | N | 2550 | 2295 | E5144 | waste2 | N/A | N/A | N/A | N/A | N/A | N/A |  | Y | 15401 | Off-road | Grass | Outside Chamber | Box | Yes |  |  | [26th May 23] Cello ID changed from 15401 to 35401 and renamed as Abbey Wood. | #N/A |  |  | FINE | #N/A | #N/A
15402B1 | 15402B | MIDDLEZOY SPS | 15402 | SPS |  | West | ST3774832593 | 337748 | 132593 | Gravity | Storm/ Emergency | 11 |  | B | 15 minute | Mains-powered | 2018-01-30 | AMP6 | N | 1653 | 1488 | E13655 | waste | B74202 | waste | B74203 | waste | B74204 | waste |  | N | - | - | - | - | - | - | - |  |  | #N/A |  |  | 15402B1 | E13655 | 15402
15410E1 | 15410E | BRIDGWATER HORSEY CHEDZOY LANE | 15410 | SPS |  | West | ST3227338549 |  |  | Gravity | EO | N/A |  |  |  | Mains-powered |  | AMP7 | Y | 4638 | 4174.2 | E6704 | waste | B32586 | waste | N/A | waste | N/A | waste |  | N | - | - | - | - | - | - | - |  |  | #N/A |  |  | 15410E1 | E6704 | 15410
15414B1 | 15414B | BATH RD TRADING ESTATE SPS | 15414 | SPS |  | North | ST6075771850 | 360757 | 171850 | Gravity | Storm/ Emergency | 30 |  | B | 15 minute | Mains-powered | 2019-03-29 | AMP6 | N | 1208 | 1088 | E10938 | waste | B58574 | waste | B58575 | waste | B58578 | waste |  | N | - | - | - | - | - | - | - |  |  | #N/A |  |  | 15414B1 | E10938 | 15414
15415B1 | 15415B | BRIDGWATER COLLEY LANE SPS | 15415 | SPS |  | West | ST3037936418 | 330379 | 136418 | Pumped | Storm/ Emergency | 123 |  | A | 2 minute | Mains-powered | 2011-01-26 | AMP5 | N | 2350 | 2070 | E11632 | waste | EDM Alarm: B64012 Storm Pumps RS: B64019, B64020 & B64021 | waste | B64023 | waste | B64024 | waste |  | N | - | - | - | - | - | - | - |  | Date added by MH from O&M manuals | 15415 | Being Revisited |  | 15415B1 | E11632 | 15415
15435B1 | 15435B | BATHPOOL SPS - HYDE LANE (Pumped) | 15435 | SPS |  | West | ST2542025816 | 325420 | 125816 | Gravity | Storm/ Emergency | 51 |  | A | 2 minute | Mains-powered | 2017-03-03 | AMP6 | N | 2700 | 2430 | E6891 | waste | B33292 | waste | N/A | waste | N/A | waste |  | N | - | - | - | - | - | - | - |  | [11th Aug 23] EW: updated Spill Levels and changed to Pumped Spill | #N/A |  |  | 15435B1 | E6891 | 15435
15435B1 | 15435B | BATHPOOL SPS - HYDE LANE (Gravity) | 15435 | SPS |  | West | ST2542025816 | 325420 | 125816 | Gravity | Storm/ Emergency | 51 |  | A | 2 minute | Mains-powered | 2017-03-03 | AMP6 | N | 5140 | 4113 | E6891 | waste | B33292 | waste | N/A | waste | N/A | waste |  | N | - | - | - | - | - | - | - |  | [11th Aug 23] EW: updated Spill Levels and added ")(Gravity)". | #N/A |  |  | 15435B1 | E6891 | 15435
15436B1 | 15436B | TAUNTON RUISHTON BARTON LANE SPS | 15436 | SPS |  | West | ST2650525116 | 326505 | 125116 | Gravity | Storm/ Emergency | 16 |  | D | 2 minute | Mains-powered | 2020-11-17 | AMP7 | N | 2700 | 2430 | E6898 | waste | B33319 | waste | B33333 | waste | B33318 | waste |  | N | - | - | - | - | - | - | - |  |  | 15436 |  |  | 15436B1 | #N/A | #N/A
15439B1 | 15439B | HENLADE SPS | 15439 | SPS |  | West | ST2660623564 | 326606 | 123564 | Gravity | Storm/ Emergency | 4.8 |  | D | 15 minute | Mains-powered | 2020-10-13 | AMP7 | N | 3030 | 2727 | E13745 | waste | B126056 | waste | B126057 | waste | B126058 | waste |  | N | - | - | - | - | - | - | - |  |  | 15439 |  |  | 15439B1 | #N/A | #N/A
15440B1 | 15440B | NORTH CURRY MAIN SPS | 15440 | SPS |  | West | ST3196825696 | 331968 | 125696 | Gravity | Storm/ Emergency | 8.3 |  | B | 15 minute | Mains-powered | 2018-01-30 | AMP6 | N | 1539 | 1385 | E6911 | waste | B33371 | waste | B33365 | waste | B33372 | waste |  | N | - | - | - | - | - | - | - |  |  | #N/A |  |  | 15440B1 | E6911 | 15440
15443C1 | 15443C | TAUNTON NEWBARN PARK SPS | 15443 | SPS |  | West | ST2074023365 | 320740 | 123365 | Gravity | Storm overflow | 21 |  | D | 15 minute | Mains-powered | 2022-03-28 | AMP7 | N | 3390 | 3051 | E6926 | waste | B33423 | waste | B33424 | waste | B33425 | waste |  | N | - | - | - | - | - | - | - |  |  | 15443 |  |  | 15443C1 | #N/A | #N/A
15446B1 | 15446B | HILLCOMMON SPS | 15446 | SPS |  | West | ST1524626035 | 315246 | 126035 | Gravity | Storm/ Emergency | 8.6 |  | D | 15 minute | Mains-powered | 2020-10-13 | AMP7 | N | 1625 | 1462.5 | E6947 | waste | B33506 | waste | B33507 | waste | B33508 | waste |  | N | - | - | - | - | - | - | - |  |  | 15446 |  |  | 15446B1 | #N/A | #N/A
15447C1 | 15447C | TAUNTON MOUNTWAY BISHOPS HULL SPS | 15447 | SPS |  | West | ST2114724708 | 321147 | 124708 | Gravity | Storm overflow | 120 |  | B | 15 minute | Mains-powered | 2017-03-21 | AMP6 | N | 349 | 314.1 | E6953 | waste | B33526 | waste | N/A | waste | N/A | waste |  | N | - | - | - | - | - | - | - |  |  | #N/A |  |  | 15447C1 | E6953 | 15447
15448B1 | 15448B | TAUNTON LONGACRE CLOSE SPS | 15448 | SPS |  | West | ST2249526308 | 322495 | 126308 | Gravity | Storm/ Emergency | 7 |  | D | 15 minute | Mains-powered | 2022-02-09 | AMP7 | N | 1360 | 1224 | E6961 | waste | B33558 | waste | B33559 | waste | B33560 | waste |  | N | - | - | - | - | - | - | - |  |  | 15448 |  |  | 15448B1 | #N/A | #N/A
15449B1 | 15449B | TAUNTON MEARE GREEN WRANTAGE SPS | 15449 | SPS |  | West | ST2982122325 | 329821 | 122325 | Gravity | Storm/ Emergency | 1 |  | C | 15 minute | Battery-powered | 2019-02-26 | AMP6 | N | 1650 | 1485 | E5408 | waste2 | N/A | N/A | N/A | N/A | N/A | N/A |  | Y | 15449 | Road |  | Outside Chamber | Bollard | Yes | PTI |  |  | #N/A |  |  | 15449B1 | E5408 | 15449
15450B1 | 15450B | TAUNTON LANGFORD LANE SPS | 15450 | SPS |  | West | ST2011627045 | 320116 | 127045 | Gravity | Storm/ Emergency | 1.7 |  | B | 15 minute | Mains-powered | 2018-02-09 | AMP6 | N | 2840 | 2556 | E6974 | waste | B33615 | waste | B33614 | waste | B33616 | waste |  | N | - | - | - | - | - | - | - |  | [2nd Sept 22] Updated Spill and Pre-Spill Levels; site changes made on 17th Aug 2022. | #N/A |  |  | 15450B1 | E6974 | 15450
15454B1 | 15454B | TAUNTON NORTH END SPS | 15454 | SPS |  | West | ST2729526215 | 327295 | 126215 | Gravity | Storm/ Emergency | 26 |  | D | 2 minute | Mains-powered | 2020-10-08 | AMP7 | N | 2085 | 1876.5 | E6996 | waste | B33695 | waste | B33696 | waste | B33697 | waste |  | N | - | - | - | - | - | - | - |  |  | 15454 |  |  | 15454B1 | #N/A | #N/A
15457B1 | 15457B | WELLINGTON WESTFORD SPS | 15457 | SPS |  | West | ST1237720506 | 312377 | 120506 | Gravity | Storm/ Emergency | 13.8 |  | D | 2 minute | Battery-powered | 2022-02-01 | AMP7 | N | 1300 | 1170 | E5624 | waste2 | N/A | N/A | N/A | N/A | N/A | N/A |  | Y | 15457 | Road |  | Outside Chamber | Box | Yes |  |  |  | Newly added |  |  | 15457B1 | #N/A | #N/A
15458B1 | 15458B | STOKE ST GREGORY CURLOAD SPS | 15458 | SPS |  | West | ST3399327982 | 333993 | 127982 | Gravity | Storm/ Emergency | 2.2 |  | A | 2 minute | Mains-powered | 2017-09-19 | AMP6 | N | 870 | 783 | E7016 | waste | B33781 | waste | N/A | waste | N/A | waste |  | N | - | - | - | - | - | - | - |  |  | #N/A |  |  | 15458B1 | E7016 | 15458
15459B1 | 15459B | RUMWELLSPS | 15459 | SPS |  | West | ST1943723636 | 319437 | 123636 | Gravity | Storm/ Emergency | 6.93 |  |  |  |  | 2023-07-20 | AMP7 | N | 1280 | 1152 | E7204 | WASTE | B33803 | WASTE | B33808 | WASTE | B33809 | WASTE | [11 empty] | New to register but no install data |  |  | 15459B1 | #N/A | #N/A
15460B1 | 15460B | TAUNTON MEARE GREEN MAIN SPS | 15460 | SPS |  | West | ST3340026350 | 333400 | 126350 | Gravity | Storm/ Emergency | 0.4 |  | B | 15 minute | Mains-powered | 2019-01-10 | AMP6 | N | 1452 | 1306 | E7096 | waste | B34101 | waste | B34100 | waste | B34102 | waste |  | N | - | - | - | - | - | - | - |  |  | #N/A |  |  | 15460B1 | E7096 | 15460
15461B1 | 15461B | TAUNTON WOODHILL SPS | 15461 | SPS |  | West | ST3532027015 | 335320 | 127015 | Gravity | Storm/ Emergency | 16 |  | B | 15 minute | Mains-powered | 2019-03-06 | AMP6 | N | 2520 | 2268 | E7030 | waste | B33824 | waste | B33823 | waste | B33828 | waste |  | N | - | - | - | - | - | - | - |  |  | #N/A |  |  | 15461B1 | E7030 | 15461
15463B1 | 15463B | TAUNTON TONE GREEN SPS | 15463 | SPS |  | West | ST1714923036 | 317149 | 123036 | Gravity | Storm/ Emergency | 0.5 |  | B | 15 minute | Mains-powered | 2019-04-01 | AMP6 | N | 2690 | 2421 | E7055 | waste | B33936 | waste | B33932 | waste | B33938 | waste |  | N | - | - | - | - | - | - | - |  |  | #N/A |  |  | 15463B1 | E7055 | 15463
15465B1 | 15465B | NORTH CURRY STOKE ROAD SPS | 15465 | SPS |  | West | ST3259825610 | 332598 | 125610 | Gravity | Storm/ Emergency | 9 |  | C | 15 minute | Mains-powered | 2020-10-08 | AMP7 | N | 2350 | 2115 | E7062 | waste | B33963 | waste | B33964 | waste | B33965 | waste |  | N | - | - | - | - | - | - | - |  |  | 15465 |  |  | 15465B1 | #N/A | #N/A
15467B1 | 15467B | TAUNTON NAILSBOURNE SPS | 15467 | SPS |  | West | ST2146028460 | 321460 | 128460 | Gravity | Storm/ Emergency | 16 |  | D | 15 minute | Mains-powered | 2022-02-08 | AMP7 | N | 3157 | 2841.3 | E7076 | waste | B34017 | waste | B34019 | waste | B34020 | waste |  | N | - | - | - | - | - | - | - |  |  | 15467 |  |  | 15467B1 | #N/A | #N/A
15468B1 | 15468B | BRADFORD ON TONE HOCKHLLR A38 SPS | 15468 | SPS |  | West | ST1653521442 | 316535 | 121442 | Pumped | Storm/ Emergency | 6 |  | B | 15 minute | Mains-powered | 2017-07-07 | AMP6 | N | N/A | N/A | E7458 | waste2 | EDM ALARMS: B8905 Pump RS: B8898 & B8902 | waste2 | N/A | waste2 | N/A | waste2 |  | N | - | - | - | - | - | - | - |  |  | #N/A |  |  | 15468B1 | E7458 | 15468
15469B1 | 15469B | LEIGH FRAMPTON FARM SPS | 15469 | SPS |  | South | ST6133808511 | 361338 | 108511 | Pumped | Storm/ Emergency | 14 |  | B | 15 minute | Mains-powered | 2019-02-28 | AMP6 | N | N/A | N/A | E29809 | waste | B72925 | waste | N/A | waste | B72923 | waste |  | N | - | - | - | - | - | - | - |  |  | #N/A |  |  | 15469B1 | E29809 | 15469
15481B1 | 15481B | LEE LANE BRADPOLE SPS | 15481 | SPS |  | South | SY4807893859 | 348078 | 93859 | Gravity | Storm/ Emergency | 33 |  | A | 2 minute | Mains-powered | 2018-12-17 | AMP6 | N | 2760 | 2484 | E15305 | waste | B5826 | waste | B5825 | waste | B5827 | waste |  | N | - | - | - | - | - | - | - |  |  | #N/A |  |  | 15481B1 | E15305 | 15481
15486B1 | 15486B | WEST BEXINGTON SPS | 15486 | SPS |  | South | SY5307086536 | 353070 | 86536 | Gravity | Storm/ Emergency | 1.5 |  | A | 2 minute | Mains-powered | 2017-03-06 | AMP6 | N | 1670 | 1503 | E18527 | waste | B92033 | waste | N/A | waste | N/A | waste |  | N | - | - | - | - | - | - | - |  |  | #N/A |  |  | 15486B1 | E18527 | 15486
15494B1 | 15494B | ABBOTSBURY CHURCH ST SPS | 15494 | SPS |  | South | SY5773385080 | 357733 | 85080 | Gravity | Storm/ Emergency | 9.3 |  | A | 2 minute | Mains-powered | 2019-12-10 | AMP6 | N | 2350 | 2115 | E11102 | waste | B19466 | waste | B19467 | waste | B19468 | waste |  | N | - | - | - | - | - | - | - |  |  | #N/A |  |  | 15494B1 | E11102 | 15494
15495B1 | 15495B | BEAMINSTER NETHERBURY SPS | 15495 | SPS |  | South | SY4722499206 | 347224 | 99206 | Gravity | Storm/ Emergency | 3.8 |  | D | 2 minute | Mains-powered | 2020-11-09 | AMP7 | N | 2640 | 2376 | E10269 | waste | B118576 | waste | B118577 | waste | B118578 | waste |  | N | - | - | - | - | - | - | - |  |  | 15495 |  |  | 15495B1 | #N/A | #N/A
15496B1 | 15496B | SHERBORNE LEIGH BRIDGE FARM SPS | 15496 | SPS |  | South | ST6232308439 | 362323 | 108439 | Gravity | Storm/ Emergency | 11.8 |  | B | 15 minute | Mains-powered | 2020-07-10 | AMP7 | N | 2146 | 1931.4 | E16696 | waste | B85943 | waste | B85944 | waste | B85945 | waste |  | N | - | - | - | - | - | - | - |  |  | 15496 |  |  | 15496B1 | #N/A | #N/A
15497C1 | 15497C | MARTINSTOWN SPS | 15497 | SPS |  | South | SY6535188759 | 365351 | 88759 | Pumped | Storm overflow | 10 |  | D | 2 minute | Mains-powered | 2019-10-18 | AMP6 | N | 1820 | 1638 | E20559 | waste | EDM Sump Pump Spill: B97757 Overflowing to River: B97772 | waste | B97740 | waste | B97758 | waste |  | N | - | - | - | - | - | - | - |  | Date added by MH from O&M manuals | #N/A |  |  | 15497C1 | E20559 | 15497
15500B1 | 15500B | BRADPOLE BRIDPORT FISHWEIR FOUL SPS | 15500 | SPS |  | South | SY4789993958 | 347899 | 93958 | Gravity | Storm/ Emergency | 7 |  | A | 2 minute | Battery-powered | 2018-09-11 | AMP6 | N | 1520 | 1368 | E5332 | waste2 | N/A | N/A | N/A | N/A | N/A | N/A |  | Y | 15500 | Off-road | Grass | In chamber |  | Yes |  |  |  | #N/A |  |  | 15500B1 | E5332 | 15500
15504E1 | 15504E | DORCHESTER MELLSTOCK AVENUE SPS | 15504 | SPS |  | South | SY6984689401 |  |  | Gravity | EO | N/A |  |  |  | Mains-powered |  | AMP7 | Y | 2320 | 2088 | E16136 | waste | B81690 | waste | N/A | waste | N/A | waste |  | N | - | - | - | - | - | - | - |  |  | #N/A |  |  | 15504E1 | E16136 | 15504
15505B1 | 15505B | BRIDPORT SYMONDSBURY WESTROAD SPS | 15505 | SPS |  | South | SY4546793083 | 345467 | 93083 | Gravity | Storm/ Emergency | 6 |  | A | 2 minute | Battery-powered | 2018-09-11 | AMP6 | N | 1445 | 1300 | E5282 | waste2 | N/A | N/A | N/A | N/A | N/A | N/A |  | Y | 15505 | Off-road | Site | In chamber |  | Yes |  | 2024-07-25 | [25th Jul 24] EW: Overflow is capped. | #N/A |  |  | 15505B1 | E5282 | 15505
15507B1 | 15507B | BRIDPORT WEST BAY SLUICES SPS | 15507 | SPS |  | South | SY4622090501 | 346220 | 90501 | Gravity | Storm/ Emergency | 9.3 |  | A | 2 minute | Mains-powered | 2011-02-15 | AMP5 | N | 6432 | 5789 | E18515 | waste | B84636 | waste | N/A | waste | B84639 | waste |  | N | - | - | - | - | - | - | - |  | Date added by MH from O&M manuals | 15507 | DONE |  | 15507B1 | E18515 | 15507
15508B1 | 15508B | WOTTON COURTENAY SPS | 15508 | SPS |  | West | SS9334943443 | 293349 | 143443 | Gravity | Storm/ Emergency | 0.7 |  | A | 2 minute | Mains-powered | 2018-03-15 | AMP6 | N | 520 | 468 | E7090 | waste | B34073 | waste | B34072 | waste | B34074 | waste |  | N | - | - | - | - | - | - | - |  | Date added by MH from O&M manuals | #N/A |  |  | 15508B1 | E7090 | 15508
15511B1 | 15511B | MONKSILVER SPS EO | 15511 | SPS |  | West | ST0722537609 | 307225 | 137609 | Gravity | Storm/ Emergency | 2.5 |  | A | 2 minute | Mains-powered | 2019-12-17 | AMP6 | N | 2610 | 2362 | E9772 | waste | B49341 | waste | B49340 | waste | B49346 | waste |  | N | - | - | - | - | - | - | - | 2024-07-19 | Date added by MH from O&M manuals [19th Jul 24] EW: Updated Spill and Pre-Spill Levels after wet well fill test. | #N/A |  |  | 15511B1 | E9772 | 15511
15516B1 | 15516B | BILBROOK SPS | 15516 | SPS |  | West | ST0324241420 | 303242 | 141420 | Gravity | Storm/ Emergency | 4 |  | A | 2 minute |  | 2022-10-06 | AMP7 | N | 1755 | N/A | E7125 | waste | B34206 | waste | N/A | N/A | B34208 | waste |  | N | - | - | - | - | - | - | - |  |  | 15516 |  |  | 15516B1 | #N/A | #N/A
15519B1 | 15519B | WATCHET MARKET STREET (TUNNEL) SPS | 15519 | SPS |  | West | ST0699743472 | 306997 | 143472 | Gravity | Storm/ Emergency | 120 |  | A | 2 minute | Mains-powered | 2011-01-20 | AMP5 | N | 568 | 511 | E7146 | waste | B109793 | waste | B109794 | waste | B109796 | waste |  | N | - | - | - | - | - | - | - |  | Date added by MH from O&M manuals | 15519 | DONE |  | 15519B1 | E7146 | 15519
15521E1 | 15521E | RADSTOCK VICTORIA SQUARE SPS | 15521 | SPS |  | North | ST6895254749 | 368952 | 154749 | Gravity | EO | N/A |  |  |  | Mains-powered |  | AMP7 | Y | 3810 | 3429 | E20295 | waste | B96910 | waste | N/A | waste | N/A | waste |  | N | - | - | - | - | - | - | - |  |  | #N/A |  |  | 15521E1 | E20295 | 15521
15522E1 | 15522E | CLUTTON KINGS OAK MEADOW SPS | 15522 | SPS |  | North | ST6239458945 | 362394 | 158945 | Gravity | EO | N/A |  |  |  | Mains-powered |  | AMP7 | Y | 3200 | 2880 | E19629 | waste | B95586 | waste | N/A | waste | N/A | waste |  | N | - | - | - | - | - | - | - |  |  | #N/A |  |  | 15522E1 | E19629 | 15522
15523B1 | 15523B | CAMERTON SUNNYVALE SPS | 15523 | SPS |  | North | ST6801157907 | 368011 | 157907 | Gravity | Storm/ Emergency | 3.8 |  | D | 2 minute | Mains-powered |  | AMP7 | N | 2880 | 2592 | E19864 | waste | B96298 | waste | B94539 | waste | B96299 | waste |  | N | - | - | - | - | - | - | - |  |  | 15523 |  |  | 15523B1 | #N/A | 15523
15527B1 | 15527B | DUNKERTON SPS | 15527 | SPS |  | North | ST7104059373 | 371040 | 159373 | Gravity | Storm/ Emergency | 3.8 |  | D | 2 minute |  | 2022-08-12 | AMP7 | N | 3620 | 3258 | E19903 | waste | B96406 | waste | B96410 | waste | B96407 | waste |  | N | - | - | - | - | - | - | - | 2024-09-25 | [25th Sep 24] ET: Updated installation date | 15527 |  |  | 15527B1 | #N/A | 15527
15531E1 | 15531E | RADSTOCK CURTSONS SPS | 15531 | SPS |  | North | ST6949954972 | 369499 | 154972 | Gravity | EO | N/A |  |  |  | Mains-powered |  | AMP7 | Y | 2160 | 1944 | E20282 | waste | B96874 | waste | N/A | waste | N/A | waste |  | N | - | - | - | - | - | - | - |  |  | #N/A |  |  | 15531E1 | E20282 | 15531
15533E1 | 15533E | BATH MONKTON COMBE MILL LANE SPS | 15533 | SPS |  | North | ST7738861903 | 377388 | 161903 | Gravity | EO | N/A |  |  |  | Mains-powered |  | AMP7 | Y | 1850 | 1665 | E32872 | waste | B109587 | waste | N/A | waste | N/A | waste |  | N | - | - | - | - | - | - | - |  |  | #N/A |  |  | 15533E1 | E32872 | 15533
15535B1 | 15535B | BATH PEASDOWN WHITEBROOK LANE SPS | 15535 | SPS |  | North | ST6951957373 | 369519 | 157373 | Gravity | Storm/ Emergency | 3.9 |  | D | 15 minute |  | 2022-08-18 | AMP7 | N | 785 | 707 | E12657 | waste | B69276 | waste | B69279 | waste | B69278 | waste |  | N | - | - | - | - | - | - | - |  |  | 15535 |  |  | 15535B1 | #N/A | #N/A
15536B1 | 15536B | WELLOW MILL HILL SPS | 15536 | SPS |  | North | ST7415758108 | 374157 | 158108 | Gravity | Storm/ Emergency | 5 |  | A | 2 minute | Mains-powered | 2017-07-13 | AMP6 | N | 2200 | 1980 | E20877 | waste | B98703 | waste | N/A | waste | B98722 | waste |  | N | - | - | - | - | - | - | - |  |  | #N/A |  |  | 15536B1 | E20877 | 15536
15537B1 | 15537B | BATH SHOSCOMBE SINGLE HILL SPS | 15537 | SPS |  | North | ST7213056296 | 372130 | 156296 | Gravity | Storm/ Emergency | 2 |  | D | 2 minute | Battery-powered | 2022-11-11 | AMP7 | N | 125 | 112 | E5662 | waste2 | N/A | N/A | N/A | N/A | N/A | N/A |  | Y | 15537 | Off-road | Driveway | Outside Chamber | Box | Yes | PTI |  | Wrong spill level in PRISM | Newly added |  |  | 15537B1 | E5662 | #N/A
15538E1 | 15538E | KEYNSHAM ABBEY PARK SPS | 15538 | SPS |  | North | ST6568968799 | 365689 | 168799 | Gravity | EO | N/A |  |  |  | Mains-powered |  | AMP7 | Y | 1520 | 1368 | E19954 | waste | B96551 | waste | N/A | waste | N/A | waste |  | N | - | - | - | - | - | - | - |  |  | #N/A |  |  | 15538E1 | E19954 | 15538
15541B1 | 15541B | KEYNSHAM THE HAMS SPS | 15541 | SPS |  | North | ST6526069192 | 365260 | 169192 | Pumped | Storm/ Emergency | 23 |  | B | 15 minute | Mains-powered | 2019-02-26 | AMP6 | N | N/A | N/A | N/A | N/A | Pump 1 RS: B96626 Pump 2 RS: B96627 | waste | N/A | waste | N/A | waste |  | N | - | - | - | - | - | - | - |  |  | #N/A |  |  | 15541B1 | #N/A | 15541
15542B1 | 15542B | KEYNSHAM HIGH LEVEL SPS | 15542 | SPS |  | North | ST6573068575 | 365730 | 168575 | Gravity | Storm/ Emergency | 112 |  | A | 2 minute | Mains-powered | 2017-03-29 | AMP6 | N | 1175 | 1058 | E20083 | waste | B91545 | waste | B91544 | waste | B91546 | waste |  | N | - | - | - | - | - | - | - |  |  | #N/A |  |  | 15542B1 | E20083 | 15542
15544C1 | 15544C | TEMPLE CLOUD SPS | 15544 | SPS |  | North | ST6256757348 | 362567 | 157348 | Pumped | Storm overflow | 32 |  | A | 2 minute | Mains-powered | 2017-03-06 | AMP6 | N | N/A | N/A | N/A | N/A | Pump 1 RS: B95910 Pump 2 RS: B95911 | waste | N/A | waste | B91549 | waste |  | N | - | - | - | - | - | - | - |  |  | #N/A |  |  | 15544C1 | #N/A | 15544
15547E1 | 15547E | SALTFORD THE SHALLOWS | 15547 | SPS |  | North | ST6869867277 | 368698 | 167277 | Gravity | EO | N/A |  |  |  | Mains-powered |  | AMP7 | Y | 4450 | 4005 | E13167 | waste | B71650 | waste | N/A | waste | N/A | waste |  | N | - | - | - | - | - | - | - |  |  | #N/A |  |  | 15547E1 | E13167 | 15547
15548B1 | 15548B | KEYNSHAM LOW LEVEL SPS | 15548 | SPS |  | North | ST6568668506 | 365686 | 168506 | Gravity | Storm/ Emergency | 10 |  | A | 2 minute | Mains-powered | 2017-08-15 | AMP6 | N | 3700 | 3330 | E20097 | waste | B91566 | waste | N/A | waste | N/A | waste |  | N | - | - | - | - | - | - | - |  |  | #N/A |  |  | 15548B1 | E20097 | 15548
15551E1 | 15551E | WEYMOUTH PRESTON FISHERBRIDGE SPS - SY70823948 | 15551 | SPS |  | South | SY7037682974 |  |  | Gravity | EO | N/A |  |  |  | Mains-powered |  | AMP7 | Y | 3969 | 3603.6 | E9280 | waste | B65302 | waste | N/A | waste | N/A | waste |  | N | - | - | - | - | - | - | - |  |  | 15551 |  |  | 15551E1 | E9280 | 15551
15551E2 | 15551E | WEYMOUTH PRESTON FISHERBRIDGE SPS - SY70823946 | 15551 | SPS |  | South | SY7037682974 |  |  | Gravity | [5 empty] | Battery-powered |  | AMP7 | N | 1710 | 1539 | E20082 | Waste2 | N/A | N/A | N/A | N/A | N/A | N/A |  | Y | 15551 | Off-road
15553C1 | 15553C | PORTLAND VICTORIA SQUARE SPS | 15553 | SPS |  | South | SY6829773889 | 368297 | 73889 | Pumped | Storm overflow | 480 |  | A | 2 minute | Mains-powered | 2011-03-01 | AMP5 | N | N/A | N/A | E12509 | waste | B110341 | waste | B110342 | waste | B110344 | waste |  | N | - | - | - | - | - | - | - |  | Date added by MH from O&M manuals | 15553 | Being Revisited |  | 15553C1 | E12509 | 15553
15554E1 | 15554E | WEYMOUTH LODMOOR WEYMOUTH BAY AVENUE SPS | 15554 | SPS |  | South | SY6826481377 |  |  | Gravity | EO | N/A |  |  |  | Mains-powered | 2021-09-10 | AMP7 | Y | 3920 | 3528 | E34652 | waste | B115294 | waste | N/A | waste | N/A | waste |  | N | - | - | - | - | - | - | - |  |  | #N/A |  |  | 15554E1 | E34652 | 15554
15555B1 | 15555B | WYKE REGIS HILL CREST SPS | 15555 | SPS |  | South | SY6720277321 | 367202 | 77321 | Gravity | Storm/ Emergency | 150 |  | A | 2 minute | Mains-powered | 2011-02-17 | AMP5 | N | 2245 | 2021 | E52257 | waste | B137529 | waste | N/A | waste | B137533 | waste |  | N | - | - | - | - | - | - | - |  | Date added by MH from O&M manuals | 15555 | DONE |  | 15555B1 | E52257 | 15555
15556B1 | 15556B | WEYMOUTH RADIPOLE SPS | 15556 | SPS |  | South | SY6743379478 | 367433 | 79478 | Pumped | Storm/ Emergency | 2200 |  | A | 2 minute | Mains-powered | 2011-04-28 | AMP5 | N | N/A | N/A | E17543 | waste | B91028 | waste | N/A | waste | N/A | waste |  | N | - | - | - | - | - | - | - |  | Date added by MH from O&M manuals | 15556 | Being Revisited |  | 15556B1 | E17543 | 15556
15557E1 | 15557E | WEYMOUTH OVERCOMBE SPS | 15557 | SPS |  | South | SY6931281389 | 369312 | 81389 | Gravity | EO | N/A | [5 empty] | N/A - No Install Required | Y | [11 empty] | N | - | - | - | - | - | - | - |  | Site DOES NOT Spill. | #N/A |  | tick | 15557E1 | #N/A | #N/A
15559B1 | 15559B | PORTLAND PENNSYLVANIA CASTLE SPS | 15559 | SPS |  | South | SY6959471192 | 369594 | 71192 | Gravity | Storm/ Emergency | 5 |  | A | 2 minute | Mains-powered | 2011-02-08 | AMP5 | N | 2245 | 2021 | E58063 | waste | B190165 | waste | N/A | waste | B190164 | waste |  | N | - | - | - | - | - | - | - |  | Date added by MH from O&M manuals | 15559 | DONE |  | 15559B1 | E58063 | 15559
15561B1 | 15561B | WEYMOUTH FERRYBRIDGE PORTLAND ROAD SPS | 15561 | SPS |  | South | SY6661376263 | 366613 | 76263 | Pumped | Storm/ Emergency | 20 |  | A | 2 minute | Mains-powered | 2011-02-08 | AMP5 | N | 3500 | 3150 | E12516 | waste | B68596 + B68614 | waste | B68597 | waste | B68598 | waste |  | N | - | - | - | - | - | - | - |  | Date added by MH from O&M manuals [16th Oct 23] EW: added Pump RS DB address | 15561 | DONE |  | 15561B1 | E12516 | 15561
15569B1 | 15569B | BRISTOL PORTBURY DROVE SPS | 15569 | SPS |  | West | ST4994876108 | 349948 | 176108 | Gravity | Storm/ Emergency | 92.3 |  | D | 15 minute | Battery-powered | 2022-11-08 | AMP7 | N | 1675 | 1508 | E5663 | waste2 | N/A | N/A | N/A | N/A | N/A | N/A |  | Y | 15569 | Off-road | Grass | Outside Chamber | Box | Yes |  |  | Wrong spill level in PRISM | Newly added |  |  | 15569B1 | E5663 | #N/A
15572B1 | 15572B | WESTON-SUPER-MARE LOCKING VILLAGE SPS | 15572 | SPS | ? | West | ST3590559914 | 335905 | 159914 | Gravity | Storm/ Emergency | 46 |  | B | 15 minute | Mains-powered | 2011-03-16 | AMP5 | N | 950 | 885 | E22740 | waste | N/A | N/A | N/A | N/A | N/A | N/A |  | N | - | - | - | - | - | - | - |  | Date added by MH from O&M manuals [20th Dec 23] EW: EDM Equipment may have been removed. | 15572 | Potential Remove |  | 15572B1 | E22740 | 15572
15572B2 | 15572B | WESTON-SUPER-MARE SPS LOCKING VILLAGE (UPSTREAM OVERFLOW CELLO) | 15572 | SPS |  | West | ST3590559914 | 335905 | 159914 | Gravity | Storm/ Emergency | 46 |  | B | 2 minute | Battery-powered | 2011-03-27 | AMP7 | N | 690 | 621 | E5664 | waste2 | N/A | N/A | N/A | N/A | N/A | N/A |  | Y | 15572 | Road |  | Outside Chamber | Box | Yes |  |  | Date added by MH from O&M manuals | Newly |  |  | FINE | #N/A | 15572
15573B1 | 15573B | BLEADON PURN SPS | 15573 | SPS |  | West | ST3373256965 | 333732 | 156965 | Gravity | Storm/ Emergency | 17 |  | B | 15 minute | Mains-powered | 2018-02-19 | AMP6 | N | 1228 | 1105 | E13826 | waste | B139672 | waste | B75567 | waste | B75569 | waste |  | N | - | - | - | - | - | - | - |  | Date added by MH from O&M manuals | #N/A |  |  | 15573B1 | E13826 | 15573
15574B1 | 15574B | WINSCOMBE SANDFORD BATCH SPS | 15574 | SPS |  | West | ST4182458833 | 341824 | 158833 | Gravity | Storm/ Emergency | 9.8 |  | D | 15 minute | Battery-powered | 2020-09-04 07:29 | AMP7 | N | 2000 | 1800 | E5485 | waste2 | N/A | N/A | N/A | N/A | N/A | N/A |  | Y | 15574 | Off-road | Site | In chamber |  | Yes |  |  |  | 15574 |  |  | 15574B1 | #N/A | #N/A
15577B1 | 15577B | WINSCOMBE SANDMEAD LANE SPS | 15577 | SPS |  | West | ST4231659855 | 342316 | 159855 | Gravity | Storm/ Emergency | 54 |  | C | 15 minute | Battery-powered | 2021-10-12 | AMP7 | N | 680 | 612 | E5551 | waste2 | N/A | N/A | N/A | N/A | N/A | N/A |  | Y | 15577 | Off-road | Grass | Outside Chamber | Box | Yes |  |  |  | Newly added |  |  | 15577B1 | E5551 | #N/A
15580B1 | 15580B | LANGFORD BLACKMOOR RD SPS | 15580 | SPS |  | West | ST4634661206 | 346346 | 161206 | Gravity | Storm/ Emergency | 40 |  | B | 15 minute | Mains-powered | 2018-01-25 | AMP6 | N | 907 | 816 | E22263 | waste | B1479 | waste | B1478 | waste | B1480 | waste |  | N | - | - | - | - | - | - | - |  | Date added by MH from O&M manuals | #N/A |  |  | 15580B1 | E22263 | 15580
15582E1 | 15582E | BANWELL RIVERSIDE SPS | 15582 | SPS |  | West | ST3991259607 |  |  | Gravity | EO | N/A |  |  |  | Mains-powered |  | AMP7 | Y | 4180 | 3762 | E13820 | waste | B75522 | waste | N/A | waste | N/A | waste |  | N | - | - | - | - | - | - | - |  |  | #N/A |  |  | 15582E1 | E13820 | 15582
15589X1 | 15589X | PORTISHEAD POACHER HOTEL SPS | 15589 | SPS |  | West | ST4670976191 | 346709 | 176191 | Gravity | Storm overflow | N/A |  | B | 15 minute | Battery-powered | 2022-04-28 | AMP7 | N | 1390 | 1251 | E5552 | waste2 | N/A | N/A | N/A | N/A | N/A | N/A |  | Y | 15589 | Road |  | Outside Chamber | Box | Yes |  |  | Wrong pre-spill? | Newly added |  |  | Unpermitted | #N/A | #N/A
15592E1 | 15592E | PORTISHEAD NORTH WESTON SPS | 15592 | SPS |  | West | ST4629474810 | 346294 | 174810 | Gravity | EO | N/A |  | B | 15 minute | Mains-powered | 2021-02-26 | AMP7 | Y | 2930 | 2637 | E33240 | waste | B111153 | waste | N/A | waste | N/A | waste |  | N | - | - | - | - | - | - | - |  |  | 15592 |  |  | 15592E1 | E33240 | 15592
15592E2 | 15592E | PORTISHEAD NORTH WESTON SPS (CELLO) | 15592 | SPS |  | West | ST4629474810 | 346294 | 174810 | Gravity | EO | N/A |  | B | 2 minute | Battery-powered | 2021-12-22 | AMP7 | N | 2920 | 2628 | E5553 | waste2 | N/A | N/A | N/A | N/A | N/A | N/A |  | Y | 15592 | Off-road | Site | Outside Chamber | Box | Yes |  |  | Wrong spill level on PRISM | Newly added |  |  | FINE | #N/A | 15592
15606B1 | 15606B | CLEVEDON THE BEACH SPS | 15606 | SPS |  | West | ST4019671639 | 340196 | 171639 | Gravity | Storm/ Emergency | 71 |  | A | 2 minute | Mains-powered | 2011-01-28 | AMP5 | N | 1430 | 1287 | E22624 | waste | B2156 | waste | B2157 | waste | B2159 | waste |  | N | - | - | - | - | - | - | - |  | Date added by MH from O&M manuals | 15606 | DONE |  | 15606B1 | E22624 | 15606
15609E1 | 15609E | CLAPTON IN GORDANO SPS | 15609 | SPS |  | West | ST4722774371 |  |  | Gravity | EO | N/A |  |  |  | Mains-powered |  | AMP7 | Y | 2420 | 2178 | E98450 | waste | B1372 | waste | B157773 | waste | N/A | waste |  | N | - | - | - | - | - | - | - |  |  | #N/A |  |  | 15609E1 | E98450 | 15609
15621B1 | 15621B | CLEVEDON LADYE BAY SPS | 15621 | SPS |  | West | ST4078172673 | 340781 | 172673 | Gravity | Storm/ Emergency | 35.5 |  | A | 2 minute | Mains-powered | 2011-01-28 | AMP5 | N | 800 | 720 | E29290 | waste | B30838 | waste | N/A | waste | B30839 | waste | Y | N | - | - | - | - | - | - | - |  | [27th May 22] EW: Spill Level changed from 50 mm to 800mm after the ultrasonic was moved to the wet-side of the screen chamber on 20th May 2022 (Pre-Spill 720 mm). [25th Mar 22] EW: Spill Level changed from 20mm to 50mm. Original setting was 1105 mm. New screen arrangement. Date added by MH from O&M manuals | 15621 | DONE |  | 15621B1 | E29290 | 15621
15622B1 | 15622B | CLEVEDON MARINE PARADE SPS | 15622 | SPS |  | West | ST4027272061 | 340272 | 172061 | Gravity | Storm/ Emergency | 42 |  | A | 2 minute | Mains-powered | 2011-01-28 | AMP5 | N | 3280 | 2952 | E22572 | waste | B2001 | waste | N/A | waste | B2002 | waste |  | N | - | - | - | - | - | - | - |  | Date added by MH from O&M manuals | 15622 | DONE |  | 15622B1 | E22572 | 15622
15627B1 | 15627B | ILTON FROST LANE SPS | 15627 | SPS |  | West | ST3551517343 | 335515 | 117343 | Gravity | Storm/ Emergency | 5.6 |  | A | 2 minute | Mains-powered | 2017-07-07 | AMP6 | N | 3375 | 3038 | E19097 | waste | B93915 | waste | B93916 | waste | N/A | waste |  | N | - | - | - | - | - | - | - |  | [5th Apr 23] Corrected Site Name: ILMINSTER --> ILTON | #N/A |  |  | 15627B1 | E19097 | 15627
15629E1 | 15629E | HAMBRIDGE SPS | 15629 | SPS |  | West | ST3998922096 |  |  | Gravity | EO | N/A |  |  |  | Mains-powered |  | AMP7 | Y | 6290 | 5661 | E11968 | waste | B65956 | waste | N/A | waste | N/A | waste |  | N | - | - | - | - | - | - | - | 2024-06-05 | [5th Jun 24] EW: Updated Spill and Pre-Spill Levels following Flow Mesaurement Team resurvey on 30th June 2023. | #N/A |  |  | 15629E1 | E11968 | 15629
15635E1 | 15635E | POOLE COWSLIP ROAD PINE SPRINGS SPS | 15635 | SPS |  | South | SY9937694431 |  |  | Gravity | EO | N/A |  |  |  | Mains-powered |  | AMP7 | Y | 3310 | 2979 | E7730 | waste | B36699 | waste | N/A | waste | N/A | waste |  | N | - | - | - | - | - | - | - | 2024-07-24 | [5th Jun 24] Spill Level has been updated but site changes are outstanding. [24th Jul 24] Updated Pre-Spill Level. Settings have been changed on-site too. | #N/A |  |  | 15635E1 | E7730 | 15635
15638E1 | 15638E | MANNINGFORD NO.4 PEWSEY SPS | 15638 | SPS |  | North | SU1386058635 | 413860 | 158635 | Gravity | EO | N/A |  |  |  | Mains-powered |  | AMP7 | Y | 3500 | 3150 | E19535 | waste | B95233 | waste | N/A | waste | N/A | waste |  | N | - | - | - | - | - | - | - |  |  | #N/A |  |  | 15638E1 | E19535 | 15638
15639E1 | 15639E | COMPTON DUNDON MOOR CLOSE SPS | 15639 | SPS |  | West | ST4794031861 |  |  | Gravity | EO | N/A |  |  |  | Mains-powered |  | AMP7 | Y | 2700 | 2430 | E19252 | waste | B94348 | waste | N/A | waste | N/A | waste |  | N | - | - | - | - | - | - | - |  |  | #N/A |  |  | 15639E1 | E19252 | 15639
15641E1 | 15641E | BRIDPORT SALWAY ASH SPS | 15641 | SPS |  | South | SY4577895565 |  |  | Gravity | EO | N/A |  |  |  | Mains-powered |  | AMP7 | Y | 3370 | 3033 | E96028 | waste | B164697 | waste | B164696 | waste | B164698 | waste |  | N | - | - | - | - | - | - | - | 2024-08-07 | [8th Aug 24] EW: Updated Analogue and alarm DB addresses. | #N/A |  |  | 15641E1 | #N/A | 15641
15642E1 | 15642E | POOLE STERTE F W CSO | 15642 | SPS |  | South | SZ0085691545 | 400856 | 91545 | Gravity | EO | N/A |  | N/A | 2 minute | Battery-powered | 2018-01-30 | AMP6 | Y | 3860 | 3474 | E5024 | waste2 | N/A | N/A | N/A | N/A | N/A | N/A |  | Y | 15642 | Road |  | Outside Chamber | Box | Yes |  |  |  | #N/A |  |  | 15642E1 | E5024 | 15642
15644B1 | 15644B | SUTTON WALDRON SPS | 15644 | SPS |  | South | ST8640115342 | 386401 | 115342 | Gravity | Storm/ Emergency | 6 |  | B | 15 minute | Mains-powered | 2022-01-14 | AMP7 | N | 3360 | 3024 | E7737 | waste | B36726 | waste | B36727 | waste | B36729 | waste |  | N | - | - | - | - | - | - | - |  |  | 15644 |  |  | 15644B1 | #N/A | #N/A
15645B1 | 15645B | BRISTOL PILL AVON ROAD SPS | 15645 | SPS |  | West | ST5225376358 | 352253 | 176358 | Gravity | Storm/ Emergency | 80 |  | A | 2 minute | Mains-powered | 2019-02-18 | AMP6 | N | 760 | 684 | E22288 | waste | B1534 | waste | B1533 | waste | B1630 | waste |  | N | - | - | - | - | - | - | - |  |  | #N/A |  |  | 15645B1 | E22288 | 15645
15646E1 | 15646E | BRUTON PITCOMBE VALE ROAD SPS | 15646 | SPS |  | West | ST6719833138 |  |  | Gravity | EO | N/A |  |  |  | Mains-powered |  | AMP7 | Y | 3570 | 3213 | E20269 | waste | B96857 | waste | N/A | waste | N/A | waste |  | N | - | - | - | - | - | - | - |  |  | #N/A |  |  | 15646E1 | E20269 | 15646
15648B1 | 15648B | PORTLAND BILL SPS | 15648 | SPS |  | South | SY6775268355 | 367752 | 68355 | Gravity | Storm/ Emergency | 5.5 |  | A | 2 minute | Mains-powered | 2011-02-16 | AMP5 | N | 808 | 727 | E17217 | waste | B83014 | waste | B83015 | waste | B83017 | waste |  | N | - | - | - | - | - | - | - |  | Date added by MH from O&M manuals | 15648 | DONE |  | 15648B1 | #N/A | 15648
15649E1 | 15649E | WEST HUNTSPILL ROSE FARM SPS | 15649 | SPS |  | West | ST3059644596 |  |  | Gravity | EO | N/A |  |  |  | Mains-powered |  | AMP7 | Y | 4725 | 4203 | E6761 | waste | B32802 | waste | N/A | waste | N/A | waste |  | N | - | - | - | - | - | - | - |  |  | #N/A |  |  | 15649E1 | E6761 | 15649
15651C1 | 15651C | BRIDPORT SOUTH BRIDGE DETENTION TANK | 15651 | SPS |  | South | SY4659392251 | 346593 | 92251 | Gravity | Storm overflow | 173 |  | A | 2 minute | Mains-powered | 2016-03-31 | AMP6 | N | 8691 | 7821.9 | E15356 | waste | B84025 | waste | N/A | waste | B84046 | waste |  | N | - | - | - | - | - | - | - |  |  | #N/A |  |  | 15651C1 | E15356 | 15651
15657E1 | 15657E | WEST HUNTSPILL WHITE COTTAGE SPS EO EDM | 15657 | SPS |  | West | ST3086945007 |  |  | Gravity | EO | N/A |  |  | 15 minute | Mains-powered |  | AMP7 | Y | 4280 | 3852 | E6767 | waste | B32829 | waste | N/A | waste | N/A | waste |  | N | - | - | - | - | - | - | - |  | Both EDMs seem to monitor same point | 15657 |  |  | 15657E1 | E6767 | 15657
15657E2 | 15657E | WEST HUNTSPILL WHITE COTTAGE SPS SUMP EDM | 15657 | SPS |  | West | ST3086945007 |  |  | Gravity | EO | N/A |  |  |  | Mains-powered | 2022-04-29 | AMP7 | N | 4260 | 3734 | E56440 | waste | B32830 | waste | B32831 | waste | B32832 | waste |  | N | - | - | - | - | - | - | - |  | Both EDMs seem to monitor same point |  |  |  |  | E56440 | 15657
15660E1 | 15660E | WOODBOROUGH SPS | 15660 | SPS |  | North | SU1103459872 | 411034 | 159872 | Gravity | EO | N/A |  |  |  | Mains-powered |  | AMP7 | Y | 4370 | 3933 | E21572 | waste | B48352 | waste | N/A | waste | N/A | waste |  | N | - | - | - | - | - | - | - |  |  | #N/A |  |  | 15660E1 | E21572 | 15660
15673B1 | 15673B | PORTLAND SOUTHWELL SPS | 15673 | SPS |  | South | SY6887369905 | 368873 | 69905 | Gravity | Storm/ Emergency | 160 |  | A | 2 minute | Mains-powered | 2011-03-24 | AMP5 | N | 920 | 828 | E17242 | waste | B83047 | waste | N/A | waste | B83050 | waste |  | N | - | - | - | - | - | - | - |  | Date added by MH from O&M manuals | 15673 | Being Revisited |  | 15673B1 | E17242 | 15673
15674E1 | 15674E | EYPE MOUNT LANE SPS | 15674 | SPS |  | South | SY4481791289 |  |  | Gravity | EO | N/A |  |  |  | Mains-powered |  | AMP7 | Y | 5755 | 5179.5 | E16384 | waste | B85014 | waste | N/A | waste | N/A | waste |  | N | - | - | - | - | - | - | - |  |  | #N/A |  |  | 15674E1 | E16384 | 15674
15680B1 | 15680B | PORTISHEAD BLACK NORE SPS | 15680 | SPS |  | West | ST4451176452 | 344511 | 176452 | Gravity | Storm/ Emergency | 26 |  | A | 2 minute | Mains-powered | 2019-11-08 | AMP6 | N | 2870 | 2580 | E22300 | waste | B1579 | waste | B1580 | waste | B1581 | waste |  | N | - | - | - | - | - | - | - |  |  | #N/A |  |  | 15680B1 | E22300 | 15680
15680B2 | 15680B | PORTISHEAD BLACK NORE SPS INLET | 15680 | SPS |  | West | ST4451176452 | 344511 | 176452 | Gravity | Storm/ Emergency | 26 |  | A | 2 minute | Battery-powered | 2018-07-06 | AMP6 | N | 1450 | 1305 | E5223 | waste2 | N/A | N/A | N/A | N/A | N/A | N/A |  | Y | 15680 | Off-road | Site | In chamber |  | No |  |  |  | #N/A |  |  | FINE | E5223 | 15680
15682E1 | 15682E | ASHCOTT BRADLEY LANE TAUNTON ROAD SPS | 15682 | SPS |  | West | ST4384836425 |  |  | Gravity | EO | N/A |  |  |  | Mains-powered | 2021-08-28 | AMP7 | Y | N/A | N/A | E6788 | waste | EDM Probe: B32912 | waste | N/A | waste | N/A | waste |  | N | - | - | - | - | - | - | - |  | Only has EDM Probe | #N/A |  | tick | 15682E1 | #N/A | #N/A
15683E1 | 15683E | BURTON BRADSTOCK ANNINGS LANE SPS | 15683 | SPS |  | South | SY4932089829 |  |  | Gravity | EO | N/A |  |  |  | Mains-powered |  | AMP7 | Y | 1630 | 1467 | E15408 | waste | B82440 | waste | N/A | waste | N/A | waste |  | N | - | - | - | - | - | - | - |  |  | #N/A |  |  | 15683E1 | E15408 | 15683
15686E1 | 15686E | COMPTON DUNDON HAM LANE SPS | 15686 | SPS |  | West | ST4830132784 |  |  | Gravity | EO | N/A |  |  |  | Mains-powered |  | AMP7 | Y | 3980 | 3582 | E19239 | waste | B94311 | waste | N/A | waste | N/A | waste |  | N | - | - | - | - | - | - | - |  | [20th Oct 22] EW: Spill and Pre-Spill alarms changed from 4175 --> 4250 mm and 3757.5 mm --> 3825mm. [12th Apr 23] EW: Spill Level 4250 mm --> 3980 mm; Pre-Spill Level 3825 mm --> 3582 mm. | #N/A |  |  | 15686E1 | E19239 | 15686
15687X1 | 15687X | Colehill Wimborne (15687)(15687) | 15687 | MH |  | South | SU0274201319 |  |  |  | Non-EDM | N/A |  | N/A | N/A | Battery-powered | 2017-10-12 | Non-EDM | N | 734 | N/A | E5004 | waste2 | N/A | N/A | N/A | N/A | N/A | N/A |  | Y | 15687 | Off-road | Verge | In chamber |  | Yes |  |  |  | #N/A |  |  | FINE | #N/A | #N/A
15689E1 | 15689E | HILCOTT PUMPING STATION NO.3 SPS | 15689 | SPS |  | North | SU1081058680 | 410810 | 158680 | Gravity | EO | N/A |  |  |  | Mains-powered | 2021-08-17 | AMP7 | Y | 4370 | 3933 | E14413 | waste | B78595 | waste | N/A | waste | N/A | waste |  | N | - | - | - | - | - | - | - |  |  | #N/A |  |  | 15689E1 | E14413 | 15689
15691C1 | 15691C | MOTCOMBE (PUMPED) DETENTION TANK | 15691 | SPS |  | South | ST8492225554 | 384922 | 125554 | Gravity | Storm overflow | 10 |  | C | 15 minute | Mains-powered | 2020-11-04 | AMP7 | N | 2862 | 2575.8 | E7758 | waste | B36807 | waste | B36808 | waste | B36809 | waste |  | N | - | - | - | - | - | - | - |  |  | 15691 |  |  | 15691C1 | #N/A | #N/A
15699E1 | 15699E | CHARMOUTH NEWLANDS BRIDGE SPS | 15699 | SPS |  | South | SY3702593530 | 337019 | 93530 | Gravity | EO | N/A |  |  | 15 minute | Mains-powered | 2021-02-04 | AMP7 | Y | 4120 | 3708 | E45041 | Waste2 | B25705 | waste2 | N/A | N/A | N/A | waste |  | N | - | - | - | - | - | - | - | 2024-07-24 | [24th Jul 24] EW: Updated DB Addresses after Pulsar Ultimate installed. | 15699 |  |  | 15699E1 | #N/A | 15699
15702E1 | 15702E | RUSHALL PEWSEY ROAD SPS | 15702 | SPS |  | North | SU1259856222 | 412598 | 156222 | Gravity | EO | N/A |  |  |  | Mains-powered |  | AMP7 | Y | 2140 | 1923 | E24008 | waste | B40320 | waste | N/A | waste | N/A | waste |  | N | - | - | - | - | - | - | - |  |  | #N/A |  |  | 15702E1 | E24008 | 15702
15704E1 | 15704E | BOTTLESFORD SPS | 15704 | SPS |  | North | SU1123559199 | 411235 | 159199 | Gravity | EO | N/A |  |  |  | Mains-powered |  | AMP7 | Y | 3720 | 3348 | E21546 | waste | B40618 | waste | N/A | waste | N/A | waste |  | N | - | - | - | - | - | - | - |  |  | #N/A |  |  | 15704E1 | E21546 | 15704
15706E1 | 15706E | POOLE DELPH GARDENS SPS | 15706 | SPS |  | South | SZ0123796930 | 401237 | 96930 | Gravity | EO | N/A | [5 empty] | N/A | Y | 1340 |  | E5490 | waste2 | [7 empty] | N | - | - | - | - | - | - | - |  | Covered by 16617 | #N/A |  | tick | 15706E1 | E5490 | 15706
15714E1 | 15714E | POOLE WENTWORTH DRIVE SPS | 15714 | SPS |  | South | SZ0052096470 |  |  | Gravity | EO | N/A |  |  |  | Mains-powered |  | AMP7 | Y | 1410 | 1269 | E58171 | waste | B190404 | waste | N/A | waste | N/A | waste |  | N | - | - | - | - | - | - | - |  |  | #N/A |  |  | 15714E1 | E58171 | 15714
15715B1 | 15715B | BRIDGWATER HORSEY BATH ROAD | 15715 | SPS |  | West | ST3233539084 | 332335 | 139084 | Gravity | Storm/ Emergency | 54 |  | A | 2 minute | Mains-powered | 2011-01-25 | AMP5 | N | 3220 | 2898 | E19515 | waste | B95079 | waste | B95080 | waste | B95081 | waste |  | N | - | - | - | - | - | - | - |  | Date added by MH from O&M manuals | 15715 | DONE |  | 15715B1 | E19515 | 15715
15718C1 | 15718C | BISHOPS HULL SHUTEMEAD SPS | 15718 | SPS |  | West | ST2019024758 | 320166 | 124694 | Gravity | Storm/ Emergency | N/A |  |  | 15 minute | Mains-powered | 2020-11-17 | AMP7 | N | 1980 | 1782 | E7158 | waste | B34357 | waste | B34359 | waste | B34360 | waste |  | N | - | - | - | - | - | - | - | 2024-06-28 | Became permitted on 21st Jan 2022 and changed reference from 15718X1 to 15718B. [28th Jun 24] EW: Changed Permit Reference from B to C. | 15718 |  |  | 15718B1 | #N/A | #N/A
15720E1 | 15720E | TAUNTON NORTON FITZWARREN STEMBRIDGE WAY | 15720 | SPS |  | West | ST1913025891 |  |  | Gravity | EO | N/A |  |  |  | Mains-powered |  | AMP7 | Y | 1125 | 1012.5 | E7164 | waste | B34384 | waste | N/A | waste | N/A | waste |  | N | - | - | - | - | - | - | - |  |  | #N/A |  |  | 15720E1 | E7164 | 15720
15722E1 | 15722E | WELLINGTON POOLE BRICKWORKS SPS EO EDM | 15722 | SPS |  | West | ST1477421797 | 314774 | 121797 | Gravity | EO | N/A |  | D | 2 minute | Mains-powered | 2021-08-04 | AMP7 | Y | 2540 | 2286 | E7171 | waste | B34411 | waste | N/A | waste | N/A | waste |  | N | - | - | - | - | - | - | - |  | Both EDMs seem to monitor same point | 15722 |  |  | 15722E1 | E7171 | 15722
15722E2 | 15722E | WELLINGTON POOLE BRICKWORKS SPS SUMP EDM | 15722 | SPS |  | West | ST1477421797 | 314774 | 121797 | Gravity | EO | N/A |  | D |  | Mains-powered | 2022-02-01 | AMP7 | N | 2510 | 2259 | E7172 | waste | B34413 | waste | B34414 | waste | B34415 | waste |  | N | - | - | - | - | - | - | - |  | Both EDMs seem to monitor same point |  |  |  |  | #N/A | 15722
15723B1 | 15723B | TETBURY SPRINGFIELDS SPS | 15723 | SPS |  | North | ST8966693500 | 389666 | 193500 | Gravity | Storm/ Emergency | 4 |  | D | 2 minute |  | 2022-07-27 | AMP7 | N | 1940 | 1746 | E27154 | waste | B81848 | waste | B81849 | waste | B81850 | waste |  | N | - | - | - | - | - | - | - |  |  | 15723 |  |  | 15723B1 | #N/A | #N/A
15725E1 | 15725E | TAUNTON WIVELISCOMBE SPS | 15725 | SPS |  | West | ST0858927885 |  |  | Gravity | EO | N/A |  |  |  | Mains-powered |  | AMP7 | Y | 2184 | 1966 | E6883 | waste | B33261 | waste | N/A | waste | N/A | waste |  | N | - | - | - | - | - | - | - |  |  | #N/A |  |  | 15725E1 | E6883 | 15725
15726B1 | 15726B | PORTISHEAD LAKE GROUNDS SPS | 15726 | SPS |  | West | ST4631976945 | 346319 | 176945 | Gravity | Storm/ Emergency | 8 |  | D | 2 minute | Battery-powered | 2018-02-06 | AMP6 | N | 1360 | 1225 | E5146 | waste2 | N/A | N/A | N/A | N/A | N/A | N/A |  | Y | 15726 | Off-road | Grass | In chamber |  | Yes |  |  |  | #N/A |  |  | 15726B1 | E5146 | 15726
15728E1 | 15728E | TAUNTON KILLAMS PARK SPS | 15728 | SPS |  | West | ST2358522974 |  |  | Gravity | EO | N/A |  |  |  | Mains-powered |  | AMP7 | Y | 2560 | 2304 | E7178 | waste | B34438 | waste | N/A | waste | N/A | waste |  | N | - | - | - | - | - | - | - |  |  | #N/A |  |  | 15728E1 | E7178 | 15728
15734E1 | 15734E | WELLINGTON LOWMOOR TADING ESTATE SPS | 15734 | SPS |  | West | ST1274321902 | 312743 | 121902 | Gravity | EO | N/A |  | D | 2 minute | Mains-powered |  | AMP7 | Y | 1950 | 1755 | E10521 | waste | B54751 | waste | B54752 | waste | B54753 | waste |  | N | - | - | - | - | - | - | - |  |  | 15734 |  |  | 15734E1 | E10521 | 15734
15772B1 | 15772B | BATH WELLOW LANE SPS | 15772 | SPS |  | North | ST7125656969 | 371256 | 156969 | Gravity | Storm/ Emergency | 70 |  | D | 15 minute |  | 2023-08-18 | AMP7 | N | 2430 | 2187 | E20257 | waste | B96803 | waste | B96811 | waste | B96812 | waste |  | N | - | - | - | - | - | - | - |  |  | 15772 |  | tick | 15772B1 | #N/A | #N/A
15775E1 | 15775E | BROADSTONE BRYONY CLOSE SPS | 15775 | SPS |  | South | SY9956095016 |  |  | Gravity | EO | N/A |  |  |  | Mains-powered |  | AMP7 | Y | 3910 | 3519 | E10324 | waste | B53669 | waste | N/A | waste | N/A | waste |  | N | - | - | - | - | - | - | - |  |  | #N/A |  |  | 15775E1 | E10324 | 15775
15782E1 | 15782E | KEYNSHAM DAPPS HILL SPS | 15782 | SPS |  | North | ST6564367954 | 365643 | 167954 | Gravity | EO | N/A |  |  |  | Mains-powered |  | AMP7 | Y | 1220 | 1098 | E26731 | waste | B15357 | waste | N/A | waste | N/A | waste |  | N | - | - | - | - | - | - | - |  |  | #N/A |  |  | 15782E1 | E26731 | 15782
15783C1 | 15783C | Clevedon The Beach Bifurcation SMN | 15783 | CSO |  | West | ST4022571733 | 340225 | 171733 |  | Storm overflow |  |  |  |  | Battery-powered |  |  |  | 1300 | 1170 | E6875 | WASTE2
15789X1 | 15789X | GILLINGHAM CHANTRY FIELDS SPS | 15789 | SPS |  | South | ST8077026375 | 380772 | 126373 | Gravity | Storm overflow | N/A |  |  |  |  | 2023-08-09 | AMP7 | N | 4240 | 3816 | E7801 | waste | B36969 | waste | B36970 | waste | B36971 | waste |  | N | - | - | - | - | - | - | - |  | [MH: 13th April 2023] - No dates for installation but in AMP7 tracker. | 15789 |  | tick | Revoked | #N/A | #N/A
15791E1 | 15791E | WEST MOORS GUNYMOR IND EST SPS | 15791 | SPS |  | South | SU0835104539 | 408351 | 104539 | Gravity | EO | N/A |  | B | 15 minute | Mains-powered | 2018-05-08 | AMP6 | Y | 2095 | 1886 | E8150 | waste | B38326 | waste | B38325 | waste | B38330 | waste |  | N | - | - | - | - | - | - | - | 2024-07-24 | [5th Jun 24] EW: Spill and Pre-Spill Levels updated following resurvey. Alarms have not been changed on-site yet. | #N/A |  |  | 15791E1 | E8150 | 15791
15792C1 | 15792C | WESTON-SUPER-MARE KNIGHTSTONE SPS | 15792 | SPS |  | West | ST3146561891 | 331465 | 161891 | Gravity | Storm overflow | 443 |  | D | 2 minute | Mains-powered | 2011-02-20 | AMP5 | N | 3660 | 3294 | E19486 | waste | B95008 | waste | B95010 | waste | B95009 | waste |  | N | - | - | - | - | - | - | - |  | Date added by MH from O&M manuals | 15792 | Being Revisited |  | 15792C1 | E19486 | 15792
15804E1 | 15804E | TAUNTON KILLAMS LANE SPS | 15804 | SPS |  | West | ST2354922428 |  |  | Gravity | EO | N/A |  |  |  | Mains-powered |  | AMP7 | Y | 2963 | 2667 | E6851 | waste | B33153 | waste | N/A | waste | N/A | waste |  | N | - | - | - | - | - | - | - | 2024-06-05 | [5th Jun 24] Spill and Pre-Spill Levels updated after site resurvey on 21st Feb 2024. | #N/A |  |  | 15804E1 | E6851 | 15804
15805E1 | 15805E | BRIDGWATER SHOWGROUND SPS | 15805 | SPS |  | West | ST3052935513 | 330530 | 135515 | Pumped? | EO | N/A |  |  | 15 minute | Mains-powered | 2022-03-30 | AMP7 | N | 4400 | 3960 | E4210 | waste | B61369 | waste | B61370 | waste | B61371 | waste |  | N | - | - | - | - | - | - | - |  |  | 15805 |  | tick | 15805E1 | #N/A | #N/A
15832X1? | 15832X | BOURNEMOUTH, SURREY ROAD MONITOR | 15832 | MH |  | South | SZ0769591605 | 407695 | 91605 | Gravity | ? |  |  |  |  | Battery-powered | 2023-11-06 | AMP7 | N | 870 | 773 | [9 empty] | Y | 15832 | Road |  | Outside Chamber | Box | Yes |  |  | [17th Apr 24] Not CSO but bifurcation to surface water system.
15887E1 | 15887E | BATH NEWTON ROAD SPS | 15887 | SPS |  | North | ST7151664414 | 371516 | 164414 | Gravity | EO | N/A |  |  |  | Mains-powered |  | AMP7 | Y | 3280 | 2952 | E5836 | waste | B28977 | waste | N/A | waste | N/A | waste |  | N | - | - | - | - | - | - | - |  |  | #N/A |  |  | 15887E1 | E5836 | 15887
15900E1 | 15900E | CLUTTON BATCH FARM SPS | 15900 | SPS |  | North | ST6255159365 | 362551 | 159365 | Gravity | EO | N/A |  |  |  | Mains-powered |  | AMP7 | Y | 1770 | 1593 | E19616 | waste | B95551 | waste | N/A | waste | N/A | waste |  | N | - | - | - | - | - | - | - |  |  | #N/A |  |  | 15900E1 | E19616 | 15900
15965E1 | 15965E | BRISTOL ST GEORGES AVENUE CREWS HOLE ROAD SPS | 15965 | SPS |  | North | ST6284072722 | 362840 | 172722 | Gravity | EO | N/A |  |  |  | Mains-powered |  | AMP7 | Y | 3252 | 2927 | E11657 | waste | B64280 | waste | N/A | waste | N/A | waste |  | N | - | - | - | - | - | - | - | 2024-07-16 | [16th Jul 24] EW: Updated Spill and Pre-Spill Levels. | #N/A |  |  | 15965E1 | E11657 | 15965
16000C1 | 16000C | WELLINGTON CORAMS LANE CSO | 16000 | CSO |  | West | ST1294620847 | 312946 | 120847 | Gravity | Storm overflow | 460 |  | D | 2 minute | Battery-powered | 2018-12-04 | AMP7 | N | 1030 | 927 | E5394 | waste2 | N/A | N/A | N/A | N/A | N/A | N/A |  | Y | 16000 | Off-road |  | In chamber |  | Yes |  |  |  | 16000 |  |  | 16000C1 | E5394 | 16000
16010C1 | 16010C | BATH (S) WIDCOMBE RISE, OFF PRIOR PARK RD CSO | 16010 | CSO |  | North | ST7561564036 | 375615 | 164036 | Gravity | Storm overflow | 29 |  | D | 2 minute | Battery-powered | 2023-03-16 | AMP7 | N | 635 | 572 | E7911 | waste2 | N/A | N/A | N/A | N/A | N/A | N/A |  | Y | 16010 | Off-road | Footpath | Outside Chamber | Box | Yes |  |  | [23rd Oct 23] EW: updated Spill Level to 574 mm. | Newly added |  |  | 16010C1 | #N/A | #N/A
16011C1 | 16011C | BATH ENGCMBE LN/STRTDLE RD CSO | 16011 | CSO |  | North | ST7343563361 | 373435 | 163361 | Gravity | Storm overflow | 30 |  | B | 15 minute | Battery-powered | 2018-11-06 | AMP6 | N | 120 | 108 | E5184 | waste2 | N/A | N/A | N/A | N/A | N/A | N/A |  | Y | 16011 | Road |  | Outside Chamber | Box | Yes |  |  |  | #N/A |  |  | 16011C1 | E5184 | 16011
16012C1 | 16012C | BATH (S) - S/O 22/23 HAZELGROVE CSO | 16012 | CSO |  | North | ST7357563638 | 373575 | 163638 | Gravity | Storm overflow | 102 |  | D | 15 minute | Battery-powered | 2022-03-02 | AMP7 | N | 710 | 639 | E5621 | waste2 | N/A | N/A | N/A | N/A | N/A | N/A |  | Y | 16012 | Off-road | Pavement | Outside Chamber | Box | Yes |  |  | Wrong spill level in PRISM | 16012 |  |  | 16012C1 | #N/A | #N/A
16013C1 | 16013C | BATH HAZELGROVE R/O 24-39 CSO | 16013 | CSO |  | North | ST7357963610 | 373579 | 163610 | Gravity | Storm overflow | 110 |  | B | 15 minute | Battery-powered | 2018-08-22 | AMP6 | N | 472 | 425 | E5256 | waste2 | N/A | N/A | N/A | N/A | N/A | N/A |  | Y | 16013 | Off-road | Grass | Outside Chamber | Bollard | Yes |  |  |  | #N/A |  |  | 16013C1 | E5256 | 16013
16014C1 | 16014C | BATH BECKHAMPTON RD 50 CSO | 16014 | CSO |  | North | ST7381463970 | 373814 | 163970 | Gravity | Storm overflow | 22 |  | C | 15 minute | Battery-powered | 2018-03-07 | AMP6 | N | 160 | 144 | E1586 | waste2 | N/A | N/A | N/A | N/A | N/A | N/A |  | Y | 16014 | Road |  | Outside Chamber | Box | No |  |  |  | #N/A |  |  | 16014C1 | E1586 | 16014
16016C1 | 16016C | BATH MOORLAND ROAD NEAR NO 49 CSO | 16016 | CSO |  | North | ST7378964238 | 373789 | 164238 | Gravity | Storm overflow | 140 |  | B | 15 minute | Battery-powered | 2018-10-08 | AMP6 | N | 430 | 387 | E5175 | waste2 | N/A | N/A | N/A | N/A | N/A | N/A |  | Y | 16016 | Road |  | Outside Chamber | Box | Yes |  |  |  | #N/A |  |  | 16016C1 | E5175 | 16016
16017C1 | 16017C | BATH DORSET CL O/S SCH CSO | 16017 | CSO |  | North | ST7381564726 | 373815 | 164726 | Gravity | Storm overflow | 260 |  | B | 15 minute | Battery-powered | 2018-06-15 | AMP6 | N | 1060 | 954 | E5165 | waste2 | N/A | N/A | N/A | N/A | N/A | N/A |  | Y | 16017 | Road |  | Outside Chamber | Box | Yes |  |  |  | #N/A |  |  | 16017C1 | E5165 | 16017
16018C1 | 16018C | BATH HISCOCKS DR RAIL BR CSO | 16018 | CSO |  | North | ST7407363745 | 374073 | 163745 | Gravity | Storm overflow | 85 |  | B | 15 minute | Battery-powered | 2018-03-22 | AMP6 | N | 705 | 635 | E1146 | waste2 | N/A | N/A | N/A | N/A | N/A | N/A |  | Y | 16018 | Road |  | Outside Chamber | Box | No |  |  |  | #N/A |  |  | 16018C1 | E1146 | 16018
16019C1 | 16019C | BATH FRESHFORD NEW INN CSO | 16019 | CSO |  | North | ST7400963855 | 374009 | 163855 | Gravity | Storm overflow | 40 |  | C | 15 minute | Battery-powered | 2018-06-06 | AMP6 | N | 182 | 164 | E5186 | waste2 | N/A | N/A | N/A | N/A | N/A | N/A |  | Y | 16019 | Road |  | Outside Chamber | Box | Yes |  |  |  | #N/A |  |  | 16019C1 | E5186 | 16019
16035C1 | 16035C | BATH HUNGFRD RD/ UP BRS RD CSO | 16035 | CSO |  | North | ST7345065121 | 373450 | 165121 | Gravity | Storm overflow | 135 |  | C | 15 minute | Battery-powered | 2018-07-20 | AMP6 | N | 990 | 891 | E5188 | waste2 | N/A | N/A | N/A | N/A | N/A | N/A |  | Y | 16035 | Road |  | Outside Chamber | Box | No |  |  | [7th Nov 22] EW: changed Spill/Pre-Spill Levels from 1200/1098mm to 990/891 mm. | #N/A |  |  | 16035C1 | E5188 | 16035
16040C1 | 16040C | BATH NORFOLK BUILDINGS CSO | 16040 | CSO |  | North | ST7436164824 | 374361 | 164824 | Gravity | Storm overflow | 31 |  | B | 15 minute | Mains-powered | 2016-08-17 | AMP6 | N | 1265 | 1138.5 | E23571 | waste | B55771 | waste | N/A | waste | B55768 | waste |  | N | - | - | - | - | - | - | - |  |  | #N/A |  |  | 16040C1 | E23571 | 16040
16042C1 | 16042C | BATH SOUTH PARADE IN GARDN CSO | 16042 | CSO |  | North | ST7537964616 | 375379 | 164616 | Gravity | Storm overflow | 68 |  | B | 15 minute | Mains-powered | 2017-02-27 | AMP6 | N | 160 | 144 | E26824 | waste | B39134 | waste | B39135 | waste | B39137 | waste |  | N | - | - | - | - | - | - | - |  |  | #N/A |  |  | 16042C1 | E26824 | 16042
16043C1 | 16043C | BATH REC GRND BY N STAND CSO | 16043 | CSO |  | North | ST7534364920 | 375343 | 164920 | Gravity | Storm overflow | 34 |  | B | 15 minute | Battery-powered | 2018-02-15 | AMP6 | N | 800 | 720 | E5061 | waste2 | N/A | N/A | N/A | N/A | N/A | N/A |  | Y | 16043 | Off-road |  | Outside Chamber | Box | No |  |  |  | #N/A |  |  | 16043C1 | E5061 | 16043
16045C1 | 16045C | BATH ST JOHNS RC PRIM SCH CSO | 16045 | CSO |  | North | ST7557564812 | 375575 | 164812 | Gravity | Storm overflow | 82 |  | B | 15 minute | Mains-powered | 2018-01-19 | AMP6 | N | 928 | 835 | E23485 | waste | B139892 | waste | B139891 | waste | B40157 | waste |  | N | - | - | - | - | - | - | - |  |  | #N/A |  |  | 16045C1 | E23485 | 16045
16046C1 | 16046C | BATH FERRY LN FUN'RL DIR CSO | 16046 | CSO |  | North | ST7563664581 | 375636 | 164581 | Gravity | Storm overflow | 27 |  | B | 15 minute | Battery-powered | 2018-10-04 | AMP6 | N | 765 | 688 | E5166 | waste2 | N/A | N/A | N/A | N/A | N/A | N/A |  | Y | 16046 | Road |  | Outside Chamber | Box | Yes |  |  |  | #N/A |  |  | 16046C1 | E5166 | 16046
16048C1 | 16048C | BATH ST JOHNS RD VULCAN HS CSO | 16048 | CSO |  | North | ST7527565398 | 375275 | 165398 | Gravity | Storm overflow | 25 |  | D | 15 minute | Battery-powered | 2018-04-23 | AMP6 | N | 430 | 387 | E5132 | waste2 | N/A | N/A | N/A | N/A | N/A | N/A |  | Y | 16048 | Road |  | Outside Chamber | Box | Yes |  |  |  | #N/A |  |  | 16048C1 | E5132 | 16048
16049C1 | 16049C | BATH WARMINSTER ROAD CSO | 16049 | CSO |  | North | ST7596565412 | 375965 | 165412 | Gravity | Storm overflow | 82 |  | A | 2 minute | Battery-powered | 2018-03-29 | AMP6 | N | 165 | 149 | E5062 | waste2 | N/A | N/A | N/A | N/A | N/A | N/A |  | Y | 16049 | Road |  | Outside Chamber | Box | Yes |  |  |  | #N/A |  |  | 16049C1 | E5062 | 16049
16050C1 | 16050C | BATH EA DEPOT SPS | 16050 | CSO |  | North | ST7239964859 | 372399 | 164859 | Gravity | Storm overflow | 29.9 |  | D | 15 minute | Mains-powered | 2020-01-13 | AMP6 | N | 445 | 400 | E23549 | waste | B80018 | waste | B80017 | waste | N/A | waste |  | N | - | - | - | - | - | - | - |  | Date added by MH from O&M manuals | #N/A |  |  | 16050C1 | E23549 | 16050
16052C1 | 16052C | BATH BRASSMILL LN OSBRNE RD CSO | 16052 | CSO |  | North | ST7263064892 | 372630 | 164892 | Gravity | Storm overflow | N/A |  | B | 15 minute | Mains-powered | 2019-04-02 | AMP6 | N | 940 | 846 | E28585 | waste | B44803 | waste | B44804 | waste | B44805 | waste |  | N | - | - | - | - | - | - | - |  |  | #N/A |  |  | 16052C1 | E28585 | 16052
16053C1 | 16053C | BATH LWR BRS RD NR MILL LN CSO | 16053 | CSO |  | North | ST7276064690 | 372760 | 164690 | Gravity | Storm overflow | N/A |  | B | 15 minute | Battery-powered | 2018-03-19 | AMP6 | N | 1560 | 1404 | E5119 | waste2 | N/A | N/A | N/A | N/A | N/A | N/A |  | Y | 16053 | Road |  | Outside Chamber | Box | Yes |  |  |  | #N/A |  |  | 16053C1 | E5119 | 16053
16057C1 | 16057C | BATH TECHNOLOGY HOUSE SPS | 16057 | CSO |  | North | ST7287364736 | 372873 | 164736 | Gravity | Storm overflow | 11 |  | B | 15 minute | Mains-powered | 2017-02-27 | AMP6 | N | 1625 | 1463 | E23515 | waste | B87754 | waste | B87762 | waste | B87774 | waste |  | N | - | - | - | - | - | - | - |  |  | #N/A |  |  | 16057C1 | E23515 | 16057
16058C1 | 16058C | BATH FIELDINGS RD CSO | 16058 | CSO |  | North | ST7309364731 | 373093 | 164731 | Gravity | Storm overflow | 63 |  | B | 15 minute | Battery-powered | 2018-10-04 | AMP6 | N | 930 | 837 | E5178 | waste2 | N/A | N/A | N/A | N/A | N/A | N/A |  | Y | 16058 | Road |  | Outside Chamber | Box | No | Swing-arm fitted |  |  | #N/A |  |  | 16058C1 | E5178 | 16058
16059C1 | 16059C | BATH STATION ROAD CSO | 16059 | CSO |  | North | ST7306064902 | 373060 | 164902 | Gravity | Storm overflow | 25 |  | B | 15 minute | Battery-powered | 2018-03-20 | AMP6 | N | 1055 | 950 | E1156 | waste2 | N/A | N/A | N/A | N/A | N/A | N/A |  | Y | 16059 | Road |  | Outside Chamber | Box | Yes |  |  |  | #N/A |  |  | 16059C1 | E1156 | 16059
16060C1 | 16060C | BATH (S) - 1 SPRING GARDENS RD CSO | 16060 | CSO |  | North | ST7540964498 | 375409 | 164498 | Gravity | Storm overflow | 6.1 |  | D | 15 minute | Battery-powered | 2023-02-09 | AMP7 | N | 460 | 414 | E5665 | waste2 | N/A | N/A | N/A | N/A | N/A | N/A |  | Y | 16060 | Off-road | Pavement | Outside Chamber | Box | No | Deep |  | Wrong spill level in PRISM | Newly added |  |  | 16060C1 | #N/A | #N/A
16061C1 | 16061C | BATH GROVE STREET OPP 13 CSO | 16061 | CSO |  | North | ST7519065116 | 375190 | 165116 | Gravity | Storm overflow | 42 |  | D | 15 minute | Battery-powered | 2018-03-27 | AMP6 | N | 500 | 450 | E5133 | waste2 | N/A | N/A | N/A | N/A | N/A | N/A |  | Y | 16061 | Road |  | Outside Chamber | Box | No |  |  |  | #N/A |  |  | 16061C1 | E5133 | 16061
16062C1 | 16062C | BATH (S) - HEAD OF WALCOT SYPHON CSO | 16062 | CSO |  | North | ST7514165176 | 375141 | 165176 |  | Storm overflow | 29 |  | B | 15 minute | Mains-powered | NOT INSTALLED | AMP7 | N | N/A | N/A | N/A | N/A | N/A | N/A | N/A | N/A | N/A | N/A |  | N | - | - | - | - | - | - | - |  | See 16063 Not installed yet | 16062 |  |  | 16062C1 | #N/A | #N/A
16063C1 | 16063C | BATH (S) TEMP RIVERSIDE WALK OLD CATTLE MARKET WALCOT CSO | 16063 | CSO |  | North | ST7514165194 | 375141 | 165194 | Gravity | Storm overflow | 91 |  | B | 15 minute | Battery-powered | 2021-04-15 | AMP7 | N | 590 | 531 | E5544 | waste2 | N/A | N/A | N/A | N/A | N/A | N/A |  | Y | 16063 | Off-road | Footpath | In chamber |  | Yes |  |  | Temporary EDM equipment in MH ST75651202 to monitor 16062 & 16063 | 16063 |  |  | 16063C1 | E5544 | 16063
16063X1 | 16063X | Bath Riverside Walk CSO | 16063 | MH |  | North | ST7514165194 |  |  |  | Non-EDM | N/A |  | N/A | N/A | Battery-Powered | 2023-03-20 | Non-EDM | N | 560 | 504 | E10012 | waste2 | N/A | N/A | N/A | N/A | N/A | N/A |  | Y | 26063 | [7 empty] | Wrong spill level in PRISM |  |  |  | FINE | #N/A | 16063
16064C1 | 16064C | BATH GROVE ST/ ST JOHNS ST CSO | 16064 | CSO |  | North | ST7519865210 | 375198 | 165210 | Gravity | Storm overflow | 48 |  | D | 15 minute | Battery-powered | 2018-03-27 | AMP6 | N | 800 | 720 | E5063 | waste2 | N/A | N/A | N/A | N/A | N/A | N/A |  | Y | 16064 | Road |  | Outside Chamber | Box | No |  |  |  | #N/A |  |  | 16064C1 | E5063 | 16064
16067C1 | 16067C | BATH LADYMEAD HOUSE WALCOT CSO | 16067 | CSO |  | North | ST7516465390 | 375164 | 165390 | Gravity | Storm overflow | 43 |  | B | 15 minute | Battery-powered | 2018-02-13 | AMP6 | N | 580 | 522 | E5085 | waste2 | N/A | N/A | N/A | N/A | N/A | N/A |  | Y | 16067 | Off-road |  | Outside Chamber | Box | Yes |  |  |  | #N/A |  |  | 16067C1 | E5085 | 16067
16068C1 | 16068C | BATH WALCOT RIVER BANK CSO | 16068 | CSO |  | North | ST7517965428 | 375179 | 165428 | Gravity | Storm overflow | 55 |  | B | 15 minute | Battery-powered | 2018-02-13 | AMP6 | N | 440 | 396 | E5064 | waste2 | N/A | N/A | N/A | N/A | N/A | N/A |  | Y | 16068 | Off-road |  | Outside Chamber | Box | Yes |  |  |  | #N/A |  |  | 16068C1 | E5064 | 16068
16069C1 | 16069C | BATH LOOP RD WALC ST CR PK CSO | 16069 | CSO |  | North | ST7514464972 | 375144 | 164972 | Gravity | Storm overflow | 33 |  | D | 15 minute | Battery-powered | 2018-12-15 | AMP6 | N | 1345 | 1211 | E1006 | waste2 | N/A | N/A | N/A | N/A | N/A | N/A |  | Y | 16069 | Off-road | Car Park | In chamber |  | No | Swing-arm fitted |  |  | #N/A |  |  | 16069C1 | E1006 | 16069
16070C1 | 16070C | BATH WALCOT ST RIVER BANK CSO | 16070 | CSO |  | North | ST7520665490 | 375206 | 165490 | Gravity | Storm overflow | 39 |  | B | 15 minute | Battery-powered | 2018-02-19 | AMP6 | N | 635 | 572 | E21016 | waste2 | N/A | N/A | N/A | N/A | N/A | N/A |  | Y | 16070 | Off-road |  | Outside Chamber | Box | Yes |  |  |  | #N/A |  |  | 16070C1 | E21016 | 16070
16072C1 | 16072C | BATH ST JOHNS ROAD SCOUTS CSO | 16072 | CSO |  | North | ST7534865585 | 375348 | 165585 | Gravity | Storm overflow | 48 |  | B | 15 minute | Battery-powered | 2018-03-23 | AMP6 | N | 920 | 828 | E5134 | waste2 | N/A | N/A | N/A | N/A | N/A | N/A |  | Y | 16072 | Road |  | Outside Chamber | Box | No | Deep |  |  | #N/A |  |  | 16072C1 | E5134 | 16072
16073C1 | 16073C | BATH CLEVELAND BRIDGE WEST CSO | 16073 | CSO |  | North | ST7530865653 | 375308 | 165653 | Gravity | Storm overflow | N/A |  | B | 15 minute | Battery-powered | 2018-02-13 | AMP6 | N | 310 | 279 | E5105 | waste2 | N/A | N/A | N/A | N/A | N/A | N/A |  | Y | 16073 | Off-road |  | Outside Chamber | Box | Yes |  |  |  | #N/A |  |  | 16073C1 | E5105 | 16073
16077C1 | 16077C | BATH WALCOT TERRACE CSO | 16077 | CSO |  | North | ST7536765711 | 375367 | 165711 | Gravity | Storm overflow | 40 |  | B | 15 minute | Battery-powered | 2018-02-14 | AMP6 | N | 1370 | 1233 | E5065 | waste2 | N/A | N/A | N/A | N/A | N/A | N/A |  | Y | 16077 | Off-road | Garden | Outside Chamber | Box | Yes |  |  |  | #N/A |  |  | 16077C1 | E5065 | 16077
16078C1 | 16078C | BATH FORESTER AV HORT HSE CSO | 16078 | CSO |  | North | ST7541165661 | 375411 | 165661 | Gravity | Storm overflow | 36 |  | B | 15 minute | Battery-powered | 2018-02-13 | AMP6 | N | 510 | 459 | E5088 | waste2 | N/A | N/A | N/A | N/A | N/A | N/A |  | Y | 16078 | Road |  | Outside Chamber | Box | No | Swing-arm fitted |  |  | #N/A |  |  | 16078C1 | E5088 | 16078
16081C1 | 16081C | BATH ROCKCLIFFE RD R/O 45 CSO | 16081 | CSO |  | North | ST7555565739 | 375555 | 165739 | Gravity | Storm overflow | 35 |  | B | 15 minute | Battery-powered | 2018-02-14 | AMP6 | N | 500 | 450 | E5066 | waste2 | N/A | N/A | N/A | N/A | N/A | N/A |  | Y | 16081 | Off-road |  | Outside Chamber | Box | Yes |  |  |  | #N/A |  |  | 16081C1 | E5066 | 16081
16083C1 | 16083C | BATH KENSINGTN MED BUS DEP CSO | 16083 | CSO |  | North | ST7562065868 | 375620 | 165868 | Gravity | Storm overflow | 100 |  | B | 15 minute | Mains-powered | 2016-03-31 | AMP6 | N | 1355 | 1219.5 | E9606 | waste | B48394 | waste | N/A | waste | N/A | waste |  | N | - | - | - | - | - | - | - |  |  | #N/A |  |  | 16083C1 | E9606 | 16083
16084C1 | 16084C | BATH HAMPTON ROW NR BATHS CSO | 16084 | CSO |  | North | ST7588165790 | 375881 | 165790 | Gravity | Storm overflow | N/A |  | B | 15 minute | Battery-powered | 2018-03-23 | AMP6 | N | 300 | 270 | E5115 | waste2 | N/A | N/A | N/A | N/A | N/A | N/A |  | Y | 16084 | Off-road | Garden | Outside Chamber | Box | Yes |  | 2024-05-21 | [21st May 24] EW: updated Spill and Pre-Spill Levels. | #N/A |  |  | 16084C1 | E5115 | 16084
16088C1 | 16088C | BATH PARADE GARDENS CSO | 16088 | CSO |  | North | ST7527164802 | 375271 | 164802 | Gravity | Storm overflow | 65.4 |  | A | 2 minute | Battery-powered | 2018-02-19 | AMP6 | N | 1110 | 999 | E5067 | waste2 | N/A | N/A | N/A | N/A | N/A | N/A |  | Y | 16088 | Off-road |  | Outside Chamber | Box | No | Deep |  |  | #N/A |  |  | 16088C1 | E5067 | 16088
16089C1 | 16089C | BATH NEWMARKET ROW GRD PAR CSO | 16089 | CSO |  | North | ST7520264895 | 375202 | 164895 | Gravity | Storm overflow | 45 |  | A | 2 minute | Battery-powered | 2018-02-19 | AMP6 | N | 960 | 864 | E20046 | waste2 | N/A | N/A | N/A | N/A | N/A | N/A |  | Y | 16089 | Off-road |  | Outside Chamber | Box | Yes |  |  |  | #N/A |  |  | 16089C1 | E20046 | 16089
16090C1 | 16090C | BATH K&A CANAL SYPHON CSO | 16090 | CSO |  | North | ST7539164310 | 375391 | 164310 | Gravity | Storm overflow | N/A |  | B | 15 minute | Battery-powered | 2018-03-20 | AMP6 | N | 2050 | 1845 | E1166 | waste2 | N/A | N/A | N/A | N/A | N/A | N/A |  | Y | 16090 | Off-road |  | Outside Chamber | Box | Yes |  |  | [11th Apr 2023] Site Name change; confusion with 16060. | #N/A |  |  | 16090C1 | E1166 | 16090
16091C1 | 16091C | BATH (S) - R/O 7 ENTRY HILL GARDENS, LYNCOMBE VALE CSO | 16091 | CSO |  | North | ST7470863264 | 374708 | 163264 |  | Storm overflow | 55 |  | D | 15 minute |  | 2023-12-21 | AMP7 | N | 255 | 230 | E1168 | waste2 | N/A | N/A | N/A | N/A | N/A | N/A |  | N | - | - | - | - | - | - | - |  |  | 16091 |  | tick | 16091C1 | #N/A | 16091
16092C1 | 16092C | BATH FOX HILL CSO | 16092 | CSO |  | North | ST7532262973 | 375322 | 162973 | Gravity | Storm overflow | N/A |  | A | 2 minute | Battery-powered | 2018-03-22 | AMP6 | N | 470 | 423 | E1176 | waste2 | N/A | N/A | N/A | N/A | N/A | N/A |  | Y | 16092 | Off-road |  | Outside Chamber | Box | No |  |  |  | #N/A |  |  | 16092C1 | E1176 | 16092
16093C1 | 16093C | BATH LYNCOMBE VALE O/S 3 NEW VILLAS | 16093 | CSO |  | North | ST7549363538 | 375493 | 163538 | Gravity | Storm overflow | N/A |  | A | 2 minute | Battery-powered | 2020-05-27 | AMP6 | N | 320 | 288 | E5012 | waste2 | N/A | N/A | N/A | N/A | N/A | N/A |  | Y | 16093 | Road |  | Outside Chamber | Box | Yes |  |  |  | #N/A |  |  | 16093C1 | E5012 | 16093
16095C1 | 16095C | BATH PRIOR PARK RD | 16095 | CSO |  | North | ST7568763899 | 375687 | 163899 | Gravity | Storm overflow | 32 |  | A | 2 minute | Battery-powered | 2017-11-21 | AMP6 | N | 145 | 130 | E5011 | waste2 | N/A | N/A | N/A | N/A | N/A | N/A |  | Y | 16095 | Road |  | Outside Chamber | Box | No | Deep |  |  | #N/A |  |  | 16095C1 | E5011 | 16095
16096C1 | 16096C | BATH LYNCOMBE VALE O/S 1 | 16096 | CSO |  | North | ST7571563741 | 375715 | 163741 | Gravity | Storm overflow | 30 |  | A | 2 minute | Battery-powered | 2018-03-23 | AMP6 | N | 530 | 477 | E5192 | waste2 | N/A | N/A | N/A | N/A | N/A | N/A |  | Y | 16096 | Road |  | Outside Chamber | Box | Yes |  |  |  | #N/A |  |  | 16096C1 | E5192 | 16096
16098C1 | 16098C | BATH WIDCOMBE BAPTIST CH CSO | 16098 | CSO |  | North | ST7548764243 | 375487 | 164243 | Gravity | Storm overflow | 227 |  | B | 15 minute | Battery-powered | 2018-10-07 | AMP6 | N | 1165 | 1048 | E5373 | waste2 | N/A | N/A | N/A | N/A | N/A | N/A |  | Y | 16098 | Off-road | Car Park | Outside Chamber | Box | No |  |  |  | #N/A |  |  | 16098C1 | E5373 | 16098
16099C1 | 16099C | BATH PRIOR PARK RD OPP 9 CSO | 16099 | CSO |  | North | ST7554364135 | 375543 | 164135 | Gravity | Storm overflow | 66 |  | B | 15 minute | Battery-powered | 2019-02-26 | AMP6 | N | 1230 | 1107 | E5168 | waste2 | N/A | N/A | N/A | N/A | N/A | N/A |  | Y | 16099 | Road |  | Outside Chamber | Box | Yes |  |  |  | #N/A |  |  | 16099C1 | E5168 | 16099
16110C1 | 16110C | BATH BLMFLD RD 33/HNSLY RD CSO | 16110 | CSO |  | North | ST7453263510 | 374532 | 163510 | Gravity | Storm overflow | 105 |  | C | 15 minute | Battery-powered | 2018-07-04 | AMP6 | N | 750 | 675 | E5189 | waste2 | N/A | N/A | N/A | N/A | N/A | N/A |  | Y | 16110 | Road |  | Outside Chamber | Box | Yes |  |  |  | #N/A |  |  | 16110C1 | E5189 | 16110
16111C1 | 16111C | BATH (S) - WELLSWAY, JUNC WITH KIPLING AVE. CSO | 16111 | CSO |  | North | ST7459963793 | 374599 | 163793 |  | Storm overflow | 150 |  | D | 15 minute |  | 2023-11-15 | AMP7 | N | 375 | 338 | E10065 | waste2 | N/A | N/A | N/A | N/A | N/A | N/A |  | N | - | - | - | - | - | - | - |  |  | 16111 |  | tick | 16111C1 | #N/A | #N/A
16112C1 | 16112C | BATH WELLSWAY/BLOOMFLD RD CSO | 16112 | CSO |  | North | ST7458763803 | 374587 | 163803 | Gravity | Storm overflow | 252 |  | B | 15 minute | Battery-powered | 2018-11-14 | AMP6 | N | 420 | 378 | E5183 | waste2 | N/A | N/A | N/A | N/A | N/A | N/A |  | Y | 16112 | Road |  | Outside Chamber | Box | Yes |  |  |  | #N/A |  |  | 16112C1 | E5183 | 16112
16113C1 | 16113C | BATH (S) - R/O NO. 34 WELLSWAY CSO | 16113 | CSO |  | North | ST7456063804 | 374560 | 163804 |  | Storm overflow | 18 |  | D | 15 minute |  | 2023-11-30 | AMP7 | N | 790 | 711 | E45022 | waste2 | N/A | N/A | N/A | N/A | N/A | N/A |  | N | - | - | - | - | - | - | - |  |  | 16113 |  | tick | 16113C1 | #N/A | #N/A
16115C1 | 16115C | BATH WESTMRLND RD/CHELT ST CSO | 16115 | CSO |  | North | ST7443964439 | 374439 | 164439 | Gravity | Storm overflow | 260 |  | B | 15 minute | Battery-powered | 2018-11-28 | AMP6 | N | 1445 | 1300 | E5174 | waste2 | N/A | N/A | N/A | N/A | N/A | N/A |  | Y | 16115 | Road |  | Outside Chamber | Box | Yes |  |  |  | #N/A |  |  | 16115C1 | E5174 | 16115
16116C1 | 16116C | BATH - LOWER BRISTOL ROAD WEST OF OAK STREET CSO | 16116 | CSO |  | North | ST7467064430 | 374670 | 164430 | Gravity | Storm overflow | N/A |  |  | 2 minute | Battery-powered | 2021-10-25 | AMP7 | N | 265 | 239 | E5628 | waste2 | N/A | N/A | N/A | N/A | N/A | N/A |  | Y | 16116 | Road | Pavement | Outside Chamber | Box | Yes |  | 2024-06-28 | [4th Nov 22] Spill/Pre-Spill Levels changed after Utilitec remeasured them. [28th Jun 24] EW: Changed Permit Reference from X to C. | 16116 |  |  | Revoked | #N/A | #N/A
16117C1 | 16117C | BATH CH'HILL BR OP WELS RD CSO | 16117 | CSO |  | North | ST7498164294 | 374981 | 164294 | Gravity | Storm overflow | 110 |  | B | 15 minute | Battery-powered | 2018-06-08 | AMP6 | N | 1095 | 985 | E5158 | waste2 | N/A | N/A | N/A | N/A | N/A | N/A |  | Y | 16117 | Off-road |  | Outside Chamber | Box | No |  |  |  | #N/A |  |  | 16117C1 | E5158 | 16117
16119C1 | 16119C | BATH RUSH HL OP CULVHY SCH CSO | 16119 | CSO |  | North | ST7288062867 | 372880 | 162867 | Gravity | Storm overflow | 30 |  | B | 15 minute | Battery-powered | 2018-06-06 | AMP6 | N | 90 | 81 | E5207 | waste2 | N/A | N/A | N/A | N/A | N/A | N/A |  | Y | 16119 | Road |  | In chamber |  | Yes |  |  |  | #N/A |  |  | 16119C1 | E5207 | 16119
16120C1 | 16120C | BATH (S) - WHITEWAY/ RUSH HILL/ ENGLISHCOMB LANE JCT CSO | 16120 | CSO |  | North | ST7266463029 | 372664 | 163029 | Gravity | Storm overflow | 31 |  | D | 15 minute | Battery-powered | 2023-03-12 | AMP7 | N | 110 | 99 | E5666 | waste2 | N/A | N/A | N/A | N/A | N/A | N/A |  | Y | 16120 | Road |  | Outside Chamber | Box | No | Deep |  | Wrong spill level in PRISM | Newly added |  |  | 16120C1 | #N/A | #N/A
16121C1 | 16121C | BATH (S) - O/S 275 MOUNT RD/ ENGLISHCOMBE LANE JUNC CSO | 16121 | CSO |  | North | ST7271263059 | 372712 | 163059 | Gravity | Storm overflow | 42 |  | D | 15 minute | Battery-powered | 2022-11-07 | AMP7 | N | 230 | 207 | E5667 | waste2 | N/A | N/A | N/A | N/A | N/A | N/A |  | Y | 16121 | Road |  | Outside Chamber | Box | Yes |  |  | Wrong spill level in PRISM | Newly added |  |  | 16121C1 | #N/A | #N/A
16122C1 | 16122C | BATH SOUTHDOWN RD O/S 85 CSO | 16122 | CSO |  | North | ST7289263552 | 372892 | 163552 | Gravity | Storm overflow | 42 |  | B | 15 minute | Battery-powered | 2018-06-29 | AMP6 | N | 100 | 90 | E5172 | waste2 | N/A | N/A | N/A | N/A | N/A | N/A |  | Y | 16122 | Road |  | Outside Chamber | Box | Yes |  |  |  | #N/A |  |  | 16122C1 | E5172 | 16122
16123C1 | 16123C | BATH ENG'CMBE LN/STHDWN RD CSO | 16123 | CSO |  | North | ST7298463217 | 372984 | 163217 | Gravity | Storm overflow | 33 |  | B | 15 minute | Battery-powered | 2018-07-06 | AMP6 | N | 100 | 90 | E5173 | waste2 | N/A | N/A | N/A | N/A | N/A | N/A |  | Y | 16123 | Road |  | Outside Chamber | Box | Yes |  |  |  | #N/A |  |  | 16123C1 | E5173 | 16123
16124C1 | 16124C | BATH (S) - RUSH HILL/ OLD FOSSE RD JUNCTION CSO | 16124 | CSO |  | North | ST7333462614 | 373334 | 162614 |  | Storm overflow | 26 |  | D | 15 minute |  | 2023-11-30 | AMP7 | N | 140 | 126 | E7921 | waste2 | N/A | N/A | N/A | N/A | N/A | N/A |  | N | - | - | - | - | - | - | - |  |  | 16124 |  | tick | 16124C1 | E7921 | #N/A
16125C1 | 16125C | BATH LYMORE GRD 15 LNDRY CSO | 16125 | CSO |  | North | ST7332564052 | 373325 | 164052 | Gravity | Storm overflow | 15 |  | B | 15 minute | Battery-powered | 2018-06-29 | AMP6 | N | 150 | 135 | E5167 | waste2 | N/A | N/A | N/A | N/A | N/A | N/A |  | Y | 16125 | Road |  | Outside Chamber | Box | Yes |  |  |  | #N/A |  |  | 16125C1 | E5167 | 16125
16127C1 | 16127C | BATH (S) - GARAGE ON MILLMEAD RD CSO | 16127 | CSO |  | North | ST7343164488 | 373431 | 164488 | Gravity | Storm overflow | 25 |  | D | 15 minute | Battery-powered | 2023-03-28 | AMP7 | N | 290 | 261 | E5695 | waste2 | N/A | N/A | N/A | N/A | N/A | N/A |  | Y | 16127 | Road |  | Outside Chamber | Box | Yes |  |  | Wrong spill level in PRISM | Newly added |  |  | 16127C1 | #N/A | #N/A
16130X1 | 16130X | TWERTON CSO M/N ST72647749 | 16130 | CSO | No | North | ST7276064690 |  |  |  | Non-EDM | N/A |  | N/A | N/A | Battery-powered | 2018-03-19 | Non-EDM | N |  |  |  | waste2 | N/A | N/A | N/A | N/A | N/A | N/A |  | Y | 16130 | Road |  | Outside Chamber | Box | Yes |  |  |  | #N/A |  |  | FINE | #N/A | #N/A
16131C1 | 16131C | BOURNEMOUTH TUCKTON - HIGH STREET CSO | 16131 | CSO |  | South | SZ1468392126 | 414683 | 92126 | Gravity | Storm overflow | 438 |  | A | 2 minute | Mains-powered | 2011-03-30 | AMP5 | N | 1010 | 909 | E21810 | waste | B37065 | waste | B37066 | waste | B37050 | waste |  | N | - | - | - | - | - | - | - |  | Date added by MH from O&M manuals | 16131 | DONE |  | 16131C1 | E21810 | 16131
16134C1 | 16134C | BRISTOL AVONMOUTH WAY CSO | 16134 | CSO |  | North | ST5265078387 | 352650 | 178387 | Gravity | Storm overflow | 1500 |  | B | 15 minute | Battery-powered | 2019-01-20 | AMP6 | N | 2760 | 2484 | E5326 | waste2 | N/A | N/A | N/A | N/A | N/A | N/A |  | Y | 16134 | Road |  | Outside Chamber | Box | Yes |  |  |  | #N/A |  |  | 16134C1 | E5326 | 16134
16136C1 | 16136C | BRISTOL OLD PK RD O/S 45 CSO | 16136 | CSO |  | North | ST5264477230 | 352644 | 177230 | Gravity | Storm overflow | 50 |  | B | 15 minute | Battery-powered | 2018-08-15 | AMP6 | N | 210 | 189 | E5323 | waste2 | N/A | N/A | N/A | N/A | N/A | N/A |  | Y | 16136 | Road |  | Outside Chamber | Box | No |  |  |  | #N/A |  |  | 16136C1 | E5323 | 16136
16137C1 | 16137C | BRISTOL PORTWAY UNDER AVON BRIDGE CSO | 16137 | CSO |  | North | ST5220277212 | 352202 | 177212 | Gravity | Storm overflow | 195 |  | B | 15 minute | Mains-powered | 2019-02-21 | AMP6 | N | 420 | 378 | E1241 | waste | B34917 | waste | B34916 | waste | B34918 | waste |  | N | - | - | - | - | - | - | - |  |  | #N/A |  |  | 16137C1 | E1241 | 16137
16138C1 | 16138C | BRISTOL QUEEN ST/MEADOW ST CSO | 16138 | CSO |  | North | ST5142978270 | 351429 | 178270 | Gravity | Storm overflow | N/A |  | B | 15 minute | Mains-powered | 2018-08-15 | AMP6 | N | 240 | 219 | E14681 | waste | B36480 | waste | N/A | waste | B36481 | waste |  | N | - | - | - | - | - | - | - |  |  | #N/A |  |  | 16138C1 | E14681 | 16138
16139C1 | 16139C | BRISTOL PORTWAY NR RAILWAY CSO | 16139 | CSO |  | North | ST5269276465 | 352692 | 176465 | Gravity | Storm overflow | 289 |  | B | 15 minute | Battery-powered | 2016-09-30 | AMP6 | N | 500 | 450 | E1196 | waste2 | N/A | N/A | N/A | N/A | N/A | N/A |  | Y | 16139 | Off-road |  | Outside Chamber | Box | No |  |  |  | #N/A |  |  | 16139C1 | E1196 | 16139
16142C1 | 16142C | BRISTOL SPRINGFLD AV O/S 5 CSO | 16142 | CSO |  | North | ST5296576626 | 352965 | 176626 | Gravity | Storm overflow | 102 |  | B | 15 minute | Battery-powered | 2018-08-22 | AMP6 | N | 255 | 217 | E5302 | waste2 | N/A | N/A | N/A | N/A | N/A | N/A |  | Y | 16142 | Road |  | Outside Chamber | Box | No |  |  |  | #N/A |  |  | 16142C1 | E5302 | 16142
16143C1 | 16143C | BRISTOL SPRINGFIELD AVE OS 7 | 16143 | CSO |  | North | ST5291776660 | 352917 | 176660 | Gravity | Storm overflow | 110 |  | B | 15 minute | Battery-powered | 2018-11-02 | AMP6 | N | 260 | 234 | E5297 | waste2 | N/A | N/A | N/A | N/A | N/A | N/A |  | Y | 16143 | Road |  | Outside Chamber | Box | No |  |  |  | #N/A |  |  | 16143C1 | E5297 | 16143
16144C1 | 16144C | BRISTOL STATION RD O/S 30 CSO | 16144 | CSO |  | North | ST5319976685 | 353199 | 176685 | Gravity | Storm overflow | 44 |  | B | 15 minute | Battery-powered | 2018-11-07 | AMP6 | N | 580 | 522 | E5301 | waste2 | N/A | N/A | N/A | N/A | N/A | N/A |  | Y | 16144 | Road |  | Outside Chamber | Box | No |  |  |  | #N/A |  |  | 16144C1 | E5301 | 16144
16145C1 | 14507C | BRISTOL STN RD LMPLGTRS PH CSO | 16145 | CSO |  | North | ST5267176294 | 352671 | 176294 | Gravity | Storm overflow | 69 |  | B | 15 minute | Battery-powered | 2018-10-16 | AMP6 | N | 1325 | 1192 | E5145 | waste2 | N/A | N/A | N/A | N/A | N/A | N/A |  | Y | 16145 | Off-road |  | In chamber |  | Yes |  | 2024-06-28 | [28th Jun 24] Changed Permit Reference | #N/A |  |  | 16145C1 | E5145 | 16145
16146C1 | 16146C | BRISTOL THIRD WAY CSO | 16146 | CSO |  | North | ST5233878678 | 352338 | 178678 | Gravity | Storm overflow | 71 |  | B | 15 minute | Battery-powered | 2018-08-03 | AMP6 | N | 1145 | 1031 | E5305 | waste2 | N/A | N/A | N/A | N/A | N/A | N/A |  | Y | 16146 | Road |  | Outside Chamber | Box | Yes |  |  |  | #N/A |  |  | 16146C1 | E5305 | 16146
16147C1 | 16147C | BRISTOL WATLING WY GDN 27 CSO | 16147 | CSO |  | North | ST5263677403 | 352636 | 177403 | Gravity | Storm overflow | 120 |  | B | 15 minute | Battery-powered | 2018-08-06 | AMP6 | N | 310 | 279 | E5212 | waste2 | N/A | N/A | N/A | N/A | N/A | N/A |  | Y | 16147 | Off-road | Garden | In chamber |  | No |  |  |  | #N/A |  |  | 16147C1 | E5212 | 16147
16152C1 | 16152C | BRISTOL FLOWERS HILL TRADE EST CSO | 16152 | CSO |  | North | ST6240070265 | 362400 | 170265 | Gravity | Storm overflow | 125 |  | B | 15 minute | Battery-powered | 2019-02-08 | AMP6 | N | 135 | 122 | E5191 | waste2 | N/A | N/A | N/A | N/A | N/A | N/A |  | Y | 16152 | Road |  | Outside Chamber | Box | No |  |  | [27th May 22] EW: name change from "BRISTOL BATH RD/FLWS HL 1 CSO " to 'BRISTOL FLOWERS HILL TRADE EST CSO' | #N/A |  |  | 16152C1 | E5191 | 16152
16155C1 | 16155C | BRISTOL BATH RD TRADE EST CSO | 16155 | CSO |  | North | ST6093171864 | 360931 | 171864 | Gravity | Storm overflow | 23 |  | B | 15 minute | Battery-powered | 2019-03-25 | AMP6 | N | 1405 | 1265 | E5242 | waste2 | N/A | N/A | N/A | N/A | N/A | N/A |  | Y | 16155 | Off-road | Car Park | In chamber |  | No |  |  |  | #N/A |  |  | 16155C1 | E5242 | 16155
16156C1 | 16156C | BRISTOL BRIS HL/BRS HL JNC CSO | 16156 | CSO |  | North | ST6195170713 | 361951 | 170713 | Gravity | Storm overflow | 383 |  | A | 2 minute | Battery-powered | 2018-03-19 | AMP6 | N | 915 | 824 | E5193 | waste2 | N/A | N/A | N/A | N/A | N/A | N/A |  | Y | 16156 | Road |  | In chamber |  | Yes | PTI |  |  | #N/A |  |  | 16156C1 | E5193 | 16156
16159C1 | 16159C | BRISTOL ROAD/ SALTWELL VIADUCT CSO | 16159 | CSO |  | North | ST6129968238 | 361299 | 168238 | Gravity | Storm overflow | 362 |  | C | 15 minute | Battery-powered | 2022-01-27 | AMP7 | N | 500 | 450 | E5554 | waste2 | N/A | N/A | N/A | N/A | N/A | N/A |  | Y | 16159 | Off-road | Footpath | Outside Chamber | Box | Yes |  |  |  | Newly added |  |  | 16159C1 | #N/A | #N/A
16160C1 | 16160C | BRISTOL BRMHL RD/ HUBRT CL O/F | 16160 | CSO |  | North | ST6309170712 | 363091 | 170712 | Gravity | Storm overflow | 24 |  | A | 2 minute | Battery-powered | 2019-02-19 | AMP6 | N | 2240 | 2016 | E5277 | waste2 | N/A | N/A | N/A | N/A | N/A | N/A |  | Y | 16160 | Road |  | Outside Chamber | Box | Yes |  |  |  | #N/A |  |  | 16160C1 | E5277 | 16160
16161C1 | 16161C | BRISTOL CENT IND EST BTHRD CSO | 16161 | CSO |  | North | ST6044471695 | 360444 | 171695 | Gravity | Storm overflow | 23 |  | A | 2 minute | Battery-powered | 2018-11-16 | AMP6 | N | 395 | 356 | E5243 | waste2 | N/A | N/A | N/A | N/A | N/A | N/A |  | Y | 16161 | Off-road | Car Park | In chamber |  | Yes |  |  |  | #N/A |  |  | 16161C1 | E5243 | 16161
16167C1 | 16167C | BRISTOL MAXSE RD JCN MARSTON RD CSO | 16167 | CSO |  | North | ST6067570967 | 360675 | 170967 | Gravity | Storm overflow | 43.2 |  | D | 15 minute | Battery-powered | 2021-02-24 | AMP7 | N | 640 | 576 | E5528 | waste2 | N/A | N/A | N/A | N/A | N/A | N/A |  | Y | 16167 | Road |  | Outside Chamber | Box | Yes |  |  |  | 16167 |  |  | 16167C1 | #N/A | #N/A
16168C1 | 16168C | BRISTOL PETHERTON ROAD PAINT FACTORY CSO | 16168 | CSO |  | North | ST6042569459 | 360425 | 169459 | Gravity | Storm overflow | 120 |  | C | 15 minute | Battery-powered | 2022-11-10 | AMP7 | N | 430 | 387 | E5668 | waste2 | N/A | N/A | N/A | N/A | N/A | N/A |  | Y | 16168 | Off-road | Car Park | Outside Chamber | Box | Yes |  |  | Wrong spill level in PRISM | Newly added |  |  | 16168C1 | #N/A | #N/A
16170C1 | 16170C | BRISTOL SCHOOL RD O/S 112 CSO | 16170 | CSO |  | North | ST6219470984 | 362194 | 170984 | Gravity | Storm overflow | 16.11 |  | A | 2 minute | Battery-powered | 2018-11-21 | AMP6 | N | 110 | 99 | E5273 | waste2 | N/A | N/A | N/A | N/A | N/A | N/A |  | Y | 16170 | Road |  | Outside Chamber | Box | Yes |  |  |  | #N/A |  |  | 16170C1 | E5273 | 16170
16171C1 | 16171C | BRISTOL STIDCOT CSO | 16171 | CSO |  | North | ST6321570708 | 363215 | 170708 | Gravity | Storm overflow | 14 |  | A | 2 minute | Battery-powered | 2018-09-12 | AMP6 | N | 240 | 204 | E5272 | waste2 | N/A | N/A | N/A | N/A | N/A | N/A |  | Y | 16171 | Road |  | Outside Chamber | Box | Yes |  |  |  | #N/A |  |  | 16171C1 | E5272 | 16171
16172C1 | 16172C | BRISTOL SIDCOT ROAD CSO | 16172 | CSO |  | North | ST6319770713 |  |  | Gravity | Storm overflow | 14 |  | Unknown | 2 minute | Battery-powered | 2022-03-11 | AMP7 | N | 540 | 486 | E5561 | waste2 | N/A | N/A | N/A | N/A | N/A | N/A |  | Y | 16172 | Road |  | Outside Chamber | Box | Yes |  |  |  | Newly added |  | tick | 16172C1 | #N/A | #N/A
16173C1 | 16173C | BRISTOL SOMERDALE AVE/ SALCOMBE RD CSO | 16173 | CSO |  | North | ST6010570102 | 360105 | 170102 | Gravity | Storm overflow | 113 |  | D | 15 minute | Battery-powered | 2021-01-07 | AMP7 | N | 800 | 720 | E5529 | waste2 | N/A | N/A | N/A | N/A | N/A | N/A |  | Y | 16173 | Road |  | Outside Chamber | Box | Yes |  |  |  | 16173 |  |  | 16173C1 | #N/A | #N/A
16174C1 | 16174C | BRISTOL SOMERDALE AVE/ SPRING GDNS CSO | 16174 | CSO |  | North | ST6017570154 | 360175 | 170154 |  | Storm overflow | 26 |  | D | 15 minute | Mains-powered | 2021-03-16 | AMP7 | N | 690 | 621 | E35468 | waste | B117523 | waste | B117519 | waste | B11752 | waste |  | N | - | - | - | - | - | - | - |  |  | 16174 |  |  | 16174C1 | #N/A | #N/A
16175C1 | 16175C | BRISTOL ST ANNES TERR CSO | 16175 | CSO |  | North | ST6233172004 | 362331 | 172004 | Gravity | Storm overflow | 779 |  | A | 2 minute | Battery-powered | 2018-03-08 | AMP6 | N | 690 | 621 | E5026 | waste2 | N/A | N/A | N/A | N/A | N/A | N/A |  | Y | 16175 | Off-road |  | Outside Chamber | Box | Yes |  |  |  | #N/A |  |  | 16175C1 | E5026 | 16175
16177C1 | 16177C | BRISTOL WELLS ROAD/ MARSTON ROAD CSO | 16177 | CSO |  | North | ST6060170910 | 360601 | 170910 | Gravity | Storm overflow | 74 |  | C | 15 minute | Battery-powered | 2022-08-07 | AMP7 | N | 975 | 878 | E5562 | waste2 | N/A | N/A | N/A | N/A | N/A | N/A |  | Y | 16177 | Road |  | Outside Chamber | Box | No |  |  |  | Newly added |  |  | 16177C1 | #N/A | #N/A
16178C1 | 16178C | BRISTOL WELLS ROAD/ GREENMORE RD CSO | 16178 | CSO |  | North | ST6066870823 | 360668 | 170823 | Gravity | Storm overflow | 35 |  | D | 2 minute | Battery-powered | 2022-08-15 | AMP7 | N | 1200 | 1080 | E5563 | waste2 | N/A | N/A | N/A | N/A | N/A | N/A |  | Y | 16178 | Road |  | Outside Chamber | Box | Yes |  |  |  | Newly added |  |  | 16178C1 | #N/A | #N/A
16179C1 | 16179C | BRISTOL WELLS ROAD O/S NO.39 CSO | 16179 | CSO |  | North | ST6081870501 | 360818 | 170501 |  | Storm overflow | 904 |  | D | 15 minute |  | 2023-08-14 | AMP7 | N | 930 | 837 | E10043 | waste2 | N/A | N/A | N/A | N/A | N/A | N/A |  | N | - | - | - | - | - | - | - |  |  | 16179 |  | tick | 16179C1 | #N/A | #N/A
16180C1 | 16180C | BRISTOL WELLS ROAD O/S NO.424 CSO | 16180 | CSO |  | North | ST6089070124 | 360890 | 170124 | Gravity | Storm overflow | 89.1 |  | C | 15 minute | Battery-powered | 2023-01-15 | AMP7 | N | 100 | 90 | E5564 | waste2 | N/A | N/A | N/A | N/A | N/A | N/A |  | Y | 16180 | Road |  | Outside Chamber | Box | No |  |  | Wrong spill level in PRISM | Newly added |  |  | 16180C1 | #N/A | #N/A
16181C1 | 16181C | BRISTOL WELLS ROAD/ PRIORY RD CSO | 16181 | CSO |  | North | ST6073570708 | 360735 | 170708 | Gravity | Storm overflow | 736 |  | D | 15 minute | Battery-powered | 2023-01-15 | AMP7 | N | 1980 | 1782 | E5565 | waste2 | N/A | N/A | N/A | N/A | N/A | N/A |  | Y | 16181 | Road |  | Outside Chamber | Box | Yes | PTI |  | Wrong spill level in PRISM | Newly added |  |  | 16181C1 | E5565 | #N/A
16183C1 | 16183C | BRISTOL WHITBY / BLMFLD RD CSO | 16183 | CSO |  | North | ST6128371746 | 361283 | 171746 | Gravity | Storm overflow | 1650 |  | B | 15 minute | Battery-powered | 2018-07-26 | AMP6 | N | 3060 | 2754 | E5037 | waste2 | N/A | N/A | N/A | N/A | N/A | N/A |  | Y | 16183 | Off-road | Car Park | In chamber |  | Yes |  |  |  | #N/A |  |  | 16183C1 | E5037 | 16183
16185C1 | 16185C | BRISTOL WOOTTON PARK CSO | 16185 | CSO |  | North | ST6095470047 | 360954 | 170047 | Gravity | Storm overflow | 461 |  | C | 15 minute | Battery-powered | 2022-11-10 | AMP7 | N | 420 | 378 | E5669 | waste2 | N/A | N/A | N/A | N/A | N/A | N/A |  | Y | 16185 | Off-road | Verge | Outside Chamber | Box | Yes | PTI |  | Wrong spill level in PRISM | Newly added |  |  | 16185C1 | #N/A | #N/A
16186C1 | 16186C | BRISTOL BOND ST OS CARPARK CSO | 16186 | CSO |  | North | ST5948673331 | 359486 | 173331 | Gravity | Storm overflow | 48 |  | A | 2 minute | Battery-powered | 2018-06-12 | AMP6 | N | 1510 | 1359 | E5162 | waste2 | N/A | N/A | N/A | N/A | N/A | N/A |  | Y | 16186 | Off-road | Pavement | In chamber |  | No |  |  |  | #N/A |  |  | 16186C1 | E5162 | 16186
16188C1 | 16188C | BRISTOL BROADMEAD ON HUB CSO | 16188 | CSO |  | North | ST5915673350 | 359156 | 173350 | Gravity | Storm overflow | 38 |  | A | 2 minute | Battery-powered | 2018-10-25 | AMP6 | N | 2680 | 2412 | E5288 | waste2 | N/A | N/A | N/A | N/A | N/A | N/A |  | Y | 16188 | Off-road |  | Outside Chamber | Box | Yes |  |  |  | #N/A |  |  | 16188C1 | E5288 | 16188
16189C1 | 16189C | BRISTOL BROADMEAD / PENN STR CSO | 16189 | CSO |  | North | ST5933373415 | 359333 | 173415 | Gravity | Storm overflow | 36 |  | C | 15 minute | Battery-powered | 2022-03-10 | AMP7 | N | 970 | 873 | E5569 | waste2 | N/A | N/A | N/A | N/A | N/A | N/A |  | Y | 16189 | Road |  | Outside Chamber | Box | Yes |  |  |  | Newly added |  |  | 16189C1 | #N/A | #N/A
16190C1 | 16190C | BRISTOL CATTLE MKT RD SIPH CSO | 16190 | CSO |  | North | ST5993472284 | 359934 | 172284 | Gravity | Storm overflow | 700 |  | A | 2 minute | Mains-powered | 2017-03-06 | AMP6 | N | 900 | 810 | E25051 | waste | B53220 | waste | N/A | waste | N/A | waste |  | N | - | - | - | - | - | - | - |  |  | #N/A |  |  | 16190C1 | E25051 | 16190
16192C1 | 16192C | BRISTOL CHRISTMAS STEPS CSO | 16192 | CSO |  | North | ST5865673173 | 358656 | 173173 | Gravity | Storm overflow | 137 |  | C | 15 minute | Battery-powered | 2022-02-23 | AMP7 | N | 890 | 801 | E5570 | waste2 | N/A | N/A | N/A | N/A | N/A | N/A |  | Y | 16192 | Off-road | Pavement | Outside Chamber | Box | Yes |  |  |  | Newly added |  |  | 16192C1 | #N/A | #N/A
16193C1 | 16193C | BRISTOL COMMERCL RD/BD BR CSO | 16193 | CSO |  | North | ST5896772061 | 358967 | 172061 | Gravity | Storm overflow | 145 |  | A | 2 minute | Mains-powered | 2017-07-10 | AMP6 | N | 3355 | 3020 | E25160 | waste | B92654 | waste | B92657 | waste | B92658 | waste |  | N | - | - | - | - | - | - | - |  |  | #N/A |  |  | 16193C1 | E25160 | 16193
16194C1 | 16194C | CUMBERLAND RD OLD GAOL SIPHON CSO | 16194 | CSO |  | North | ST5858872084 | 358588 | 172084 |  | Storm Overflow | 401 |  |  |  |  | 2023-08-21 | AMP7 | N | 2540 | 2286 | E5361 | waste2 | N/A | N/A | N/A | N/A | N/A | N/A | [10 empty] | [MH: 13th April 2023] - No dates for installation but in AMP7 tracker. | Newly addded |  | tick | 16194C1 | #N/A | #N/A
16195C1 | 16195C | BRISTOL FEED RD/BART HL BR CSO | 16195 | CSO |  | North | ST6120672670 | 361206 | 172670 | Gravity | Storm overflow | 277 |  | B | 15 minute | Battery-powered | 2018-06-26 | AMP6 | N | 1560 | 1404 | E5196 | waste2 | N/A | N/A | N/A | N/A | N/A | N/A |  | Y | 16195 | Road |  | In chamber |  | No | Deep |  |  | #N/A |  |  | 16195C1 | E5196 | 16195
16196C1 | 16196C | BRISTOL HOTWELLS RD NO 100 CSO | 16196 | CSO |  | North | ST5757272476 | 357572 | 172476 | Gravity | Storm overflow | 900 |  | A | 2 minute | Battery-powered | 2018-01-25 | AMP6 | N | 800 | 720 | E5016 | waste2 | N/A | N/A | N/A | N/A | N/A | N/A |  | Y | 16196 | Road |  | Outside Chamber | Box | No | Deep |  |  | #N/A |  |  | 16196C1 | E5016 | 16196
16197C1 | 16197C | BRISTOL HOTWELLS ROAD EAST CSO | 16197 | CSO |  | North | ST5769172518 | 357691 | 172518 | Gravity | Storm overflow | 900 |  | A | 2 minute | Battery-powered | 2018-01-25 | AMP6 | N | 500 | 450 | E5028 | waste2 | N/A | N/A | N/A | N/A | N/A | N/A |  | Y | 16197 | Road |  | Outside Chamber | Box | No |  |  |  | #N/A |  |  | 16197C1 | E5028 | 16197
16198C1 | 16198C | BRISTOL LEWINS MEAD O/S GREYFRIARS CSO | 16198 | CSO |  | North | ST5870573293 | 358705 | 173293 | Gravity | Storm overflow | 163 |  | C | 15 minute | Battery-powered | 2022-01-17 | AMP7 | N | 450 | 405 | E5571 | waste2 | N/A | N/A | N/A | N/A | N/A | N/A |  | Y | 16198 | Road |  | Outside Chamber | Box | Yes |  |  |  | Newly added |  |  | 16198C1 | #N/A | #N/A
16199C1 | 16199C | BRISTOL 15 NELSON ST O/S POLICE STATION CSO | 16199 | CSO |  | North | ST5895073255 | 358950 | 173255 | Gravity | Storm overflow | 200 |  | C | 15 minute | Battery-powered | 2023-04-08 | AMP7 | N | 2210 | 1989 | E5572 | waste2 | N/A | N/A | N/A | N/A | N/A | N/A |  | Y | 16199 | Road |  | Outside Chamber | Box | Yes |  |  | Hasn't be set up on PRISM yet (Red box) | Newly added |  |  | 16199C1 | #N/A | #N/A
16201C1 | 16201C | BRISTOL NEWFOUNDLAND RD/ PRITCHARD ST CSO | 16201 | CSO |  | North | ST5945573553 | 359455 | 173553 | Gravity | Storm overflow | 50 |  | C | 15 minute | Battery-powered | 2022-02-10 | AMP7 | N | 3420 | 3058 | E5573 | waste2 | N/A | N/A | N/A | N/A | N/A | N/A |  | Y | 16201 | Road |  | Outside Chamber | Box | Yes |  |  |  | Newly added |  |  | 16201C1 | #N/A | #N/A
16202C1 | 16202C | BRISTOL NURSE SCH MARLB ST CSO | 16202 | CSO |  | North | ST5880873601 | 358808 | 173601 | Gravity | Storm overflow | 146 |  | B | 15 minute | Battery-powered | 2018-06-12 | AMP6 | N | 360 | 324 | E5161 | waste2 | N/A | N/A | N/A | N/A | N/A | N/A |  | Y | 16202 | Off-road |  | In chamber |  | Yes |  |  |  | #N/A |  |  | 16202C1 | E5161 | 16202
16204C1 | 16204C | BRISTOL PORTWAY NR PLIM BR CSO | 16204 | CSO |  | North | ST5666672592 | 356666 | 172592 | Gravity | Storm overflow | 450 |  | B | 15 minute | Mains-powered | 2017-06-28 | AMP6 | N | 1298 | 1168.2 | E28630 | waste | B9364 | waste | N/A | waste | B9422 | waste |  | N | - | - | - | - | - | - | - |  | Permit is for 14013 | #N/A |  |  | 16204C1 | E28630 | 16204
16206C1 | 16206C | BRISTOL SILVER ST/ BROADMEAD CSO | 16206 | CSO |  | North | ST5896073270 | 358960 | 173270 | Gravity | Storm overflow | 180 |  | C | 15 minute | Battery-powered | 2021-10-21 | AMP7 | N | 1645 | 1480 | E5574 | waste2 | N/A | N/A | N/A | N/A | N/A | N/A |  | Y | 16206 | Road |  | Outside Chamber | Box | Yes |  |  | Not set up on PRISM | Newly added |  |  | 16206C1 | #N/A | #N/A
16207C1 | 16207C | BRISTOL VICTOR STREET CSO | 16207 | CSO |  | North | ST6001771988 | 360017 | 171988 | Gravity | Storm overflow | 3 |  | B | 15 minute | Battery-powered | 2018-10-18 | AMP6 | N | 290 | 261 | E5351 | waste2 | N/A | N/A | N/A | N/A | N/A | N/A |  | Y | 16207 | Road |  | Outside Chamber | Box | Yes |  |  |  | #N/A |  |  | 16207C1 | E5351 | 16207
16208C1 | 16208C | BRISTOL WELNGTN RD PLAYGRD CSO | 16208 | CSO |  | North | ST5958673386 | 359586 | 173386 | Gravity | Storm overflow | 46 |  | A | 2 minute | Battery-powered | 2018-08-06 | AMP6 | N | 1380 | 1242 | E5217 | waste2 | N/A | N/A | N/A | N/A | N/A | N/A |  | Y | 16208 | Road |  | In chamber |  | No | Deep |  |  | #N/A |  |  | 16208C1 | E5217 | 16208
16209C1 | 16209C | BRISTOL WHITEHALL RD 0S 46 CSO | 16209 | CSO |  | North | ST6109173779 | 361091 | 173779 | Gravity | Storm overflow | 132 |  | B | 15 minute | Mains-powered | 2017-07-10 | AMP6 | N | 312 | 280.8 | E25513 | waste | B8959 | waste | N/A | waste | B8979 | waste |  | N | - | - | - | - | - | - | - |  |  | #N/A |  |  | 16209C1 | E25513 | 16209
16210C1 | 16210C | BRISTOL ZIG ZAG BRG VAL RD CSO | 16210 | CSO |  | North | ST5643973830 | 356439 | 173830 | Gravity | Storm overflow | 243 |  | B | 15 minute | Battery-powered | 2018-10-30 | AMP6 | N | 635 | 572 | E5213 | waste2 | N/A | N/A | N/A | N/A | N/A | N/A |  | Y | 16210 | Off-road |  | Outside Chamber | Bollard | No |  |  |  | #N/A |  |  | 16210C1 | E5213 | 16210
16213C1 | 16213C | BRISTOL BLACKBERRY HILL CSO | 16213 | CSO |  | North | ST6212876472 | 362128 | 176472 | Gravity | Storm overflow | 85 |  | A | 2 minute | Battery-powered | 2018-03-13 | AMP6 | N | 450 | 405 | E5029 | waste2 | N/A | N/A | N/A | N/A | N/A | N/A |  | Y | 16213 | Off-road | Pavement | Outside Chamber | Kiosk | Yes |  |  |  | #N/A |  |  | 16213C1 | E5029 | 16213
16214C1 | 16214C | BRISTOL BRENTRY RD O/S 57 CSO | 16214 | CSO |  | North | ST6245075520 | 362450 | 175520 | Gravity | Storm overflow | 58 |  | B | 15 minute | Battery-powered | 2018-02-22 | AMP6 | N | 665 | 598.5 | E5017 | waste2 | N/A | N/A | N/A | N/A | N/A | N/A |  | Y | 16214 | Road |  | Outside Chamber | Box | Yes |  |  |  | #N/A |  |  | 16214C1 | E5017 | 16214
16216C1 | 16216C | BRISTOL BURCHALLS GREEN RD OS 164 CSO | 16216 | CSO |  | North | ST6363774279 | 363637 | 174279 | Gravity | Storm overflow | N/A |  | C | 15 minute | Battery-powered | 2022-01-27 | AMP7 | N | 370 | 330 | E5582 | waste2 | N/A | N/A | N/A | N/A | N/A | N/A |  | Y | 16216 | Road |  | Outside Chamber | Box | Yes |  |  |  | Newly added |  |  | 16216C1 | #N/A | #N/A
16222C1 | 16222C | BRISTOL FILWOOD RD/ GOOD'STON RD CSO | 16222 | CSO |  | North | ST6345075468 | 363450 | 175468 | Gravity | Storm overflow | 82 |  | C | 15 minute | Battery-powered | 2018-02-14 | AMP6 | N | 310 | 279 | E1206 | waste2 | N/A | N/A | N/A | N/A | N/A | N/A |  | Y | 16222 | Road |  | Outside Chamber | Box | No |  |  |  | #N/A |  |  | 16222C1 | E1206 | 16222
16226C1 | 16226C | BRISTOL FOUNDRY LANE OPEN SPACE 1 CSO | 16226 | CSO |  | North | ST6246174916 | 362461 | 174916 | Gravity | Storm overflow | 124 |  | C | 15 minute | Battery-powered | 2022-07-14 | AMP7 | N | 2000 | 1800 | E5590 | waste2 | N/A | N/A | N/A | N/A | N/A | N/A |  | Y | 16226 | Off-road | Park | Outside Chamber | Box | No | Deep |  | [25th Mar 22] EW: name change - typo corrected in SIF/GIS and here: "Foundary" to 'Foundry' | Newly added |  |  | 16226C1 | #N/A | #N/A
16229C1 | 16229C | BRISTOL FRENCHAY PK RD 46A CSO | 16229 | CSO |  | North | ST6230476779 | 362304 | 176779 | Gravity | Storm overflow | 68 |  | A | 2 minute | Battery-powered | 2018-03-13 | AMP6 | N | 300 | 270 | E5031 | waste2 | N/A | N/A | N/A | N/A | N/A | N/A |  | Y | 16229 | Road |  | Outside Chamber | Box | No |  |  |  | #N/A |  |  | 16229C1 | E5031 | 16229
16230C1 | 16230C | BRISTOL FRENCHAY PK RD 201 CSO | 16230 | CSO |  | North | ST6312677393 | 363126 | 177393 | Gravity | Storm overflow | 54 |  | A | 2 minute | Battery-powered | 2018-03-13 | AMP6 | N | 800 | 720 | E5033 | waste2 | N/A | N/A | N/A | N/A | N/A | N/A |  | Y | 16230 | Road |  | Outside Chamber | Box | No |  |  |  | #N/A |  |  | 16230C1 | E5033 | 16230
16233C1 | 16233C | BRISTOL FACTORY GORDON RD CSO | 16233 | CSO |  | North | ST6179274316 | 361792 | 174316 | Gravity | Storm overflow | 85 |  | C | 15 minute | Mains-powered | 2017-08-17 | AMP6 | N | 735 | 662 | E17621 | waste | B91287 | waste | B91286 | waste | B91295 | waste |  | N | - | - | - | - | - | - | - |  |  | #N/A |  |  | 16233C1 | E17621 | 16233
16234C1 | 16234C | BRISTOL GREENBANK VIEW CSO | 16234 | CSO |  | North | ST6142974708 | 361429 | 174708 | Gravity | Storm overflow | 430 |  | C | 15 minute | Battery-powered | 2022-03-11 | AMP7 | N | 1930 | 1737 | E5583 | waste2 | N/A | N/A | N/A | N/A | N/A | N/A |  | Y | 16234 | Road |  | Outside Chamber | Box | Yes |  |  |  | Newly added |  |  | 16234C1 | #N/A | #N/A
16235C1 | 16235C | BRISTOL GROVE RD NR FISHPONDS RD CSO | 16235 | CSO |  | North | ST6280675520 | 362806 | 175520 | Gravity | Storm overflow | 176 |  | C | 15 minute | Battery-powered | 2018-02-22 | AMP6 | N | 1530 | 1377 | E1216 | waste2 | N/A | N/A | N/A | N/A | N/A | N/A |  | Y | 16235 | Road |  | Outside Chamber | Box | Yes |  |  |  | #N/A |  |  | 16235C1 | E1216 | 16235
16236C1 | 16236C | BRISTOL GROVE RD O/S NO.31 CSO | 16236 | CSO |  | North | ST6269675591 | 362696 | 175591 | Gravity | Storm overflow | 189 |  | D | 15 minute | Battery-powered | 2020-10-12 13:12 | AMP7 | N | 1310 | 1179 | E21334 | waste2 | N/A | N/A | N/A | N/A | N/A | N/A |  | Y | 16236 | Road |  | In chamber |  | Yes |  |  |  | 16236 |  |  | 16236C1 | #N/A | #N/A
16237C1 | 16237C | BRISTOL GROVE RD 41 CSO | 16237 | CSO |  | North | ST6265275632 | 362652 | 175632 | Gravity | Storm overflow | 448 |  | D | 15 minute | Mains-powered | 2018-01-28 | AMP6 | N | 1099 | 989.1 | E26709 | waste | B41027 | waste | N/A | waste | N/A | waste |  | N | - | - | - | - | - | - | - |  |  | #N/A |  |  | 16237C1 | E26709 | 16237
16244C1 | 16244C | BRISTOL LODGE CAUSEWAY O/S 147 | 16244 | CSO |  | North | ST6324475208 | 363244 | 175208 | Gravity | Storm overflow | 3 |  | C | 15 minute | Battery-powered | 2021-03-10 10:16 | AMP7 | N | 115 | 104 | E5524 | waste2 | N/A | N/A | N/A | N/A | N/A | N/A |  | Y | 16244 | Road |  | Outside Chamber | Box | Yes |  |  |  | 16244 |  |  | 16244C1 | #N/A | #N/A
16247C1 | 16247C | BRISTOL MOORLANDS RD O/S NO. 63 CSO | 16247 | CSO |  | North | ST6304574930 | 363045 | 174930 |  | Storm overflow | 198 |  | D | 15 minute |  | 2023-08-01 | AMP7 | N | 1035 | 978 | E10016 | waste2 | N/A | N/A | N/A | N/A | N/A | N/A |  | N | - | - | - | - | - | - | - |  |  | 16247 |  | tick | 16247C1 | #N/A | #N/A
16251C1 | 16251C | BRISTOL PARNALLS FACTORY CSO | 16251 | CSO |  | North | ST6326175520 | 363261 | 175520 | Gravity | Storm overflow | 138 |  | C | 15 minute | Battery-powered | 2018-07-04 | AMP6 | N | 985 | 886 | E1226 | waste2 | N/A | N/A | N/A | N/A | N/A | N/A |  | Y | 16251 | Off-road |  | Outside Chamber | Box | Yes |  |  |  | #N/A |  |  | 16251C1 | E1226 | 16251
16252C1 | 16252C | BRISTOL ROSE GREEN ROAD CSO | 16252 | CSO |  | North | ST6203874639 | 362038 | 174639 | Gravity | Storm overflow | 88 |  | C | 15 minute | Mains-powered | 2017-08-17 | AMP6 | N | 725 | 653 | E17612 | waste | B91260 | waste | B91259 | waste | B91268 | waste |  | N | - | - | - | - | - | - | - |  |  | #N/A |  |  | 16252C1 | E17612 | 16252
16254C1 | 16254C | BRISTOL STAPLTN/GLENFRM RD CSO | 16254 | CSO |  | North | ST6119775660 | 361197 | 175660 | Gravity | Storm overflow | N/A |  | A | 2 minute | Battery-powered | 2018-11-27 | AMP6 | N | 270 | 243 | E5290 | waste2 | N/A | N/A | N/A | N/A | N/A | N/A |  | Y | 16254 | Road |  | Outside Chamber | Box | Yes |  |  |  | #N/A |  |  | 16254C1 | E5290 | 16254
16256C1 | 16256C | BRISTOL SPEEDWELL RD O/S NO.415 CSO | 16256 | CSO |  | North | ST6369274342 | 363692 | 174342 | Gravity | Storm overflow | 20 |  | D | 15 minute | Battery-powered | 2020-07-10 09:54 | AMP7 | N | 510 | 459 | E5445 | waste2 | N/A | N/A | N/A | N/A | N/A | N/A |  | Y | 16256 | Road |  | Outside Chamber | Box | Yes |  |  |  | 16256 |  |  | 16256C1 | #N/A | #N/A
16260C1 | 16260C | BRISTOL ANDOVER RD/STOCKWOD CRES CSO | 16260 | CSO |  | North | ST5983870587 | 359838 | 170587 | Gravity | Storm overflow | 12 |  | D | 15 minute | Battery-powered |  | AMP7 | N | 1110 | 999 | E5660 | waste2 | N/A | N/A | N/A | N/A | N/A | N/A |  | Y | 16260 | Road |  | In chamber |  | Yes |  |  | PFF 12 l/s when surcharged & 46 l/s at 1st spill Wrong spill level in PRISM | Newly added |  |  | 16260C1 | #N/A | #N/A
16261C1 | 16261C | BRISTOL BEDMINSTER RD CYCLE TRACK CSO | 16261 | CSO |  | North | ST5848970877 | 358489 | 170877 | Gravity | Storm overflow | 1000 |  | B | 15 minute | Battery-powered | 2021-12-10 | AMP7 | N | 1300 | 1170 | E5555 | waste2 | N/A | N/A | N/A | N/A | N/A | N/A |  | Y | 16261 | Road | Car Park | In chamber |  | Yes | Deep |  |  | Newly added |  |  | 16261C1 | #N/A | #N/A
16262C1 | 16262C | BRISTOL BEDMINSTER RD 191 CSO | 16262 | CSO |  | North | ST5770970469 | 357709 | 170469 | Gravity | Storm overflow | 74 |  | C | 15 minute | Battery-powered | 2018-06-15 | AMP6 | N | 727 | 654 | E5164 | waste2 | N/A | N/A | N/A | N/A | N/A | N/A |  | Y | 16262 | Off-road | Car Park | In chamber |  | Yes |  |  |  | #N/A |  |  | 16262C1 | E5164 | 16262
16268C1 | 16268C | BRISTOL DERHAM RD REAR OF NO.31 CSO | 16268 | CSO |  | North | ST5729768432 | 357297 | 168432 | Gravity | Storm overflow | 197 |  | C | 15 minute | Battery-powered | 2022-12-08 | AMP7 | N | 2145 | 1930 | E21339 | waste2 | N/A | N/A | N/A | N/A | N/A | N/A |  | Y | 16268 | Road | Car Park | Outside Chamber | Box | Yes | PTI |  | Wrong spill level in PRISM | Newly added |  |  | 16268C1 | #N/A | #N/A
16269C1 | 16269C | BRISTOL EAST STREET CSO | 16269 | CSO |  | North | ST5833071455 | 358330 | 171455 | Gravity | Storm overflow | 130 |  | B | 15 minute | Battery-powered | 2018-06-15 | AMP6 | N | 490 | 441 | E5350 | waste2 | N/A | N/A | N/A | N/A | N/A | N/A |  | Y | 16269 | Road |  | Outside Chamber | Box | Yes |  |  |  | #N/A |  |  | 16269C1 | E5350 | 16269
16270C1 | 16270C | BRISTOL FORTFIELD RD OS156 CSO | 16270 | CSO |  | North | ST6051368234 | 360513 | 168234 | Gravity | Storm overflow | 32 |  | B | 15 minute | Mains-powered | 2017-07-10 | AMP6 | N | 615 | 554 | E24987 | waste | B55587 | waste | B55588 | waste | B55607 | waste |  | N | - | - | - | - | - | - | - |  |  | #N/A |  |  | 16270C1 | E24987 | 16270
16279C1 | 16279C | BRISTOL MYRTLE ST CAR PK CSO | 16279 | CSO |  | North | ST5782671464 | 357826 | 171464 | Gravity | Storm overflow | 229 |  | B | 15 minute | Battery-powered | 2019-03-29 | AMP6 | N | 1530 | 1377 | E5245 | waste2 | N/A | N/A | N/A | N/A | N/A | N/A |  | Y | 16279 | Off-road | Car Park | Outside Chamber | Box | No |  |  |  | #N/A |  |  | 16279C1 | E5245 | 16279
16280C1 | 16280C | BRISTOL 9 OLD MEAD WALK CSO | 16280 | CSO |  | North | ST5630669246 | 356306 | 169246 | Gravity | Storm overflow | 7 |  | C | 15 minute | Battery-powered | 2022-03-11 | AMP7 | N | 300 | 270 | E5556 | waste2 | N/A | N/A | N/A | N/A | N/A | N/A |  | Y | 16280 | Off-road | Garden | Outside Chamber | Box | Yes | PTI |  |  | Newly added |  |  | 16280C1 | #N/A | #N/A
16281C1 | 16281C | BRISTOL PARSON ST/ NOVERS HILL CSO | 16281 | CSO |  | North | ST5836670308 | 358366 | 170308 | Gravity | Storm overflow | 380 |  | B | 15 minute | Battery-powered | 2020-12-15 13:04 | AMP7 | N | 3710 | 3339 | E5508 | waste2 | N/A | N/A | N/A | N/A | N/A | N/A |  | Y | 16281 | Road |  | Outside Chamber | Box | Yes | PTI |  |  | 16281 |  |  | 16281C1 | #N/A | #N/A
16282C1 | 16282C | BRISTOL 19 PEMBROKE RD CSO | 16282 | CSO |  | North | ST5809671894 | 358096 | 171894 | Gravity | Storm overflow | N/A |  | D | 15 minute | Battery-powered | 2023-02-08 | AMP7 | N | 780 | 702 | E5670 | waste2 | N/A | N/A | N/A | N/A | N/A | N/A |  | Y | 16282 | Road |  | Outside Chamber | Box | No | Deep |  | Wrong spill level in PRISM | Newly added |  |  | 16282C1 | #N/A | #N/A
16285C1 | 16285C | BRISTOL ST JOHNS LANE CSO | 16285 | CSO |  | North | ST5884670966 | 358846 | 170966 |  | Storm overflow | 399 |  | D | 15 minute |  | 2023-09-27 | AMP7 | N | 1175 | 1058 | E6873 | waste2 | N/A | N/A | N/A | N/A | N/A | N/A |  | N | - | - | - | - | - | - | - |  |  | 16285 |  |  | 16285C1 | #N/A | #N/A
16286C1 | 16286C | BRISTOL TUGELA RD O/S 18 CSO | 16286 | CSO |  | North | ST5676169251 | 356761 | 169251 | Gravity | Storm overflow | 38 |  | C | 15 minute | Battery-powered | 2018-01-24 | AMP6 | N | 1250 | 1125 | E5034 | waste2 | N/A | N/A | N/A | N/A | N/A | N/A |  | Y | 16286 | Off-road | Pavement | Outside Chamber | Box | Yes |  |  |  | #N/A |  |  | 16286C1 | E5034 | 16286
16287C1 | 16287C | BRISTOL VALE LANE CSO | 16287 | CSO |  | North | ST5803569823 | 358035 | 169823 | Gravity | Storm overflow | 370 |  | B | 15 minute | Battery-powered | 2018-10-31 | AMP6 | N | 1450 | 1305 | E5244 | waste2 | N/A | N/A | N/A | N/A | N/A | N/A |  | Y | 16287 | Off-road | Pavement | In chamber |  | Yes |  |  |  | #N/A |  |  | 16287C1 | E5244 | 16287
16290C1 | 16290C | BRISTOL ALMA RD O/S 87 CSO | 16290 | CSO |  | North | ST5774874012 | 357748 | 174012 | Gravity | Storm overflow | 325 |  | B | 15 minute | Mains-powered | 2020-04-22 | AMP6 | N | 1430 | 1287 | E20386 | waste | B97258 | waste | B97259 | waste | B97255 | waste |  | N | - | - | - | - | - | - | - |  |  | #N/A |  |  | 16290C1 | E20386 | 16290
16291C1 | 16291C | BRISTOL BIRCHALL RD O/S NO 1 | 16291 | CSO |  | North | ST5842275478 | 358422 | 175478 |  | Storm overflow | 31 |  | D | 15 minute |  | 2023-11-23 | AMP7 | N | 112 | 98 | E10052 | waste2 | N/A | N/A | N/A | N/A | N/A | N/A |  | N | - | - | - | - | - | - | - |  |  | 16291 |  | tick | 16291C1 | #N/A | #N/A
16292C1 | 16292C | BRISTOL BISHOP ROAD CSO | 16292 | CSO |  | North | ST5912875741 | 359128 | 175741 | Gravity | Storm overflow | 150 |  | B | 15 minute | Battery-powered | 2017-03-20 | AMP6 | N | 300 | 270 | E1236 | waste2 | N/A | N/A | N/A | N/A | N/A | N/A |  | Y | 16292 | Road |  | Outside Chamber | Box | Yes |  |  |  | #N/A |  |  | 16292C1 | E1236 | 16292
16297C1 | 16297C | BRISTOL CLIFTON DOWN STN CSO | 16297 | CSO |  | North | ST5769674152 | 357696 | 174152 | Gravity | Storm overflow | 810 |  | D | 15 minute | Mains-powered | 2020-02-02 | AMP6 | N | 835 | 752 | E20399 | waste | B97293 | waste | B97291 | waste | B97295 | waste |  | N | - | - | - | - | - | - | - |  | Date added by MH from O&M manuals | #N/A |  |  | 16297C1 | E20399 | 16297
16298C1 | 16298C | BRISTOL COTHAM BROW | 16298 | CSO |  | North | ST5884574565 | 358845 | 174565 | Gravity | Storm overflow | 200 |  | B | 15 minute | Mains-powered | 2019-03-20 | AMP6 | N | 246 | 222 | E37339 | waste | B122822 | waste | B122826 | waste | B122825 | waste |  | N | - | - | - | - | - | - | - |  |  | #N/A |  |  | 16298C1 | E37339 | 16298
16299C1 | 16299C | BRISTOL COTHAM HL/HAMPT PK CSO | 16299 | CSO |  | North | ST5784174089 | 357841 | 174089 | Gravity | Storm overflow | 225 |  | B | 15 minute | Mains-powered | 2017-03-17 | AMP6 | N | 820 | 738 | E20412 | waste | B97327 | waste | N/A | waste | N/A | waste |  | N | - | - | - | - | - | - | - |  |  | #N/A |  |  | 16299C1 | E20412 | 16299
16301C1 | 16301C | SHEPTON MALLET - VICTORIA GROVE/CHARLTON ROAD | 16301 | CSO |  | West | ST6273943269 | 362739 | 143269 | Gravity | Storm overflow | 84 |  | D | 15 minute | Battery-powered | 2020-11-27 00:04 | AMP7 | N | 620 | 558 | E5523 | waste2 | N/A | N/A | N/A | N/A | N/A | N/A |  | Y | 16301 | Road |  | Outside Chamber | Box | Yes |  |  |  | 16301 |  |  | 16301C1 | #N/A | #N/A
16302C1 | 16302C | STON EASTON - Field Nr.WELLOW BROOK/TERRACE WOOD CSO | 16302 | CSO |  | West | ST6291853985 | 362918 | 153985 | Gravity | Storm overflow | 20 |  | A | 2 minute | Battery-powered | 2019-07-23 | AMP6 | N | 330 | 297 | E5110 | waste2 | N/A | N/A | N/A | N/A | N/A | N/A |  | Y | 16302 | Off-road | Grass | In chamber |  | Yes |  |  |  | #N/A |  |  | 16302C1 | E5110 | 16302
16304C1 | 16304C | BRISTOL GLOUCESTER RD 199 CSO | 16304 | CSO |  | North | ST5905175317 | 359051 | 175317 | Gravity | Storm overflow | 600 |  | B | 15 minute | Battery-powered | 2018-04-15 | AMP6 | N | 3840 | 3456 | E1246 | waste2 | N/A | N/A | N/A | N/A | N/A | N/A |  | Y | 16304 | Road |  | Outside Chamber | Box | No |  |  |  | #N/A |  |  | 16304C1 | E1246 | 16304
16306C1 | 16306C | BRISTOL HAMPTON RD/MELV CT CSO | 16306 | CSO |  | North | ST5793974283 | 357939 | 174283 | Gravity | Storm overflow | 296 |  | B | 15 minute | Mains-powered | 2017-03-17 | AMP6 | N | 570 | 513 | E37873 | waste | B124324 & B124317 | waste | B124318 | waste | N/A | waste |  | N | - | - | - | - | - | - | - |  |  | #N/A |  |  | 16306C1 | E37873 | 16306
16308C1 | 16308C | STREET FARM LANE CSO | 16308 | CSO |  | West | ST4817137152 | 348171 | 137152 | Gravity | Storm overflow | 154 |  | B | 15 minute | Mains-powered | 2017-03-29 | AMP6 | N | 300 | 270 | E8069 | waste | B39022 | waste | B39023 | waste | B39024 | waste |  | N | - | - | - | - | - | - | - |  |  | #N/A |  |  | 16308C1 | E8069 | 16308
16312C1 | 16312C | BRISTOL SOMMERVILLE/ N RD CSO | 16312 | CSO |  | North | ST5912475314 | 359124 | 175314 | Gravity | Storm overflow | 452 |  | B | 15 minute | Battery-powered | 2018-12-10 | AMP6 | N | 710 | 639 | E5329 | waste2 | N/A | N/A | N/A | N/A | N/A | N/A |  | Y | 16312 | Road |  | Outside Chamber | Box | Yes |  |  |  | #N/A |  |  | 16312C1 | E5329 | 16312
16313C1 | 16313C | BRISTOL 2 ST OSWALDS RD BACK GARD CSO | 16313 | CSO |  | North | ST5791875194 | 357918 | 175194 | Gravity | Storm overflow | 25 |  | C | 15 minute | Battery-powered | 2022-11-07 | AMP7 | N | 335 | 302 | E5671 | waste2 | N/A | N/A | N/A | N/A | N/A | N/A |  | Y | 16313 | Off-road | Garden | Outside Chamber | Box | Yes |  |  | Wrong spill level in PRISM | Newly added |  |  | 16313C1 | #N/A | #N/A
16314C1 | 16314C | BRISTOL BRK RD/WHITEFLD RD CSO | 16314 | CSO |  | North | ST6267074400 | 362670 | 174400 | Gravity | Storm overflow | 75 |  | B | 15 minute | Battery-powered | 2018-08-07 | AMP6 | N | 680 | 612 | E5314 | waste2 | N/A | N/A | N/A | N/A | N/A | N/A |  | Y | 16314 | Road |  | Outside Chamber | Box | No |  |  |  | #N/A |  |  | 16314C1 | E5314 | 16314
16315C1 | 16315C | BRISTOL BRK RD CR PK J SOMS CSO | 16315 | CSO |  | North | ST6251574330 | 362515 | 174330 | Gravity | Storm overflow | 75 |  | B | 15 minute | Battery-powered | 2018-07-26 | AMP6 | N | 460 | 414 | E5220 | waste2 | N/A | N/A | N/A | N/A | N/A | N/A |  | Y | 16315 | Off-road |  | In chamber |  | No |  |  |  | #N/A |  |  | 16315C1 | E5220 | 16315
16316C1 | 16316C | BRISTOL BUDE AVE FOOTBALL PITCH | 16316 | CSO |  | North | ST6324273557 | 363242 | 173557 | Gravity | Storm overflow | 195 |  | B | 15 minute | Battery-powered | 2018-11-01 | AMP6 | N | 855 | 769 | E5218 | waste2 | N/A | N/A | N/A | N/A | N/A | N/A |  | Y | 16316 | Off-road |  | In chamber |  | No |  |  |  | #N/A |  |  | 16316C1 | E5218 | 16316
16317C1 | 16317C | BRISTOL CHAPLIN RD O/S NO.60 CSO | 16317 | CSO |  | North | ST6074274107 | 360742 | 174107 | Gravity | Storm overflow | 169 |  | C | 15 minute | Battery-powered | 2022-03-24 | AMP7 | N | 180 | 162 | E5575 | waste2 | N/A | N/A | N/A | N/A | N/A | N/A |  | Y | 16317 | Road |  | Outside Chamber | Box | Yes |  |  |  | Newly added |  |  | 16317C1 | #N/A | #N/A
16318C1 | 16318C | BRISTOL CHARLTON RD O/S NO.82 CSO | 16318 | CSO |  | North | ST6391474095 | 363914 | 174095 | Gravity | Storm overflow | 300 |  | D | 15 minute | Battery-powered | 2022-11-17 | AMP7 | N | 585 | 526 | E5672 | waste2 | N/A | N/A | N/A | N/A | N/A | N/A |  | Y | 16318 | Road |  | Outside Chamber | Box | Yes | PTI |  | Wrong spill level in PRISM | Newly added |  |  | 16318C1 | #N/A | #N/A
16321C1 | 16321C | BRISTOL CONHAM VALE CSO | 16321 | CSO |  | North | ST6293072109 | 362930 | 172109 | Gravity | Storm overflow | 435 |  | B | 15 minute | Battery-powered | 2018-03-29 | AMP6 | N | 340 | 306 | E5039 | waste2 | N/A | N/A | N/A | N/A | N/A | N/A |  | Y | 16321 | Road |  | Outside Chamber | Box | No |  |  |  | #N/A |  |  | 16321C1 | E5039 | 16321
16322C1 | 16322C | BRISTOL HIGH STREET/ ST MARKS RD CSO | 16322 | CSO |  | North | ST6084574351 | 360845 | 174351 | Gravity | Storm overflow | 550 |  | D | 2 minute | Battery-powered | 2023-01-24 | AMP7 | N | 2830 | 2547 | E10004 | waste2 | N/A | N/A | N/A | N/A | N/A | N/A |  | Y | 16322 | Off-road | Pavement | Outside Chamber | Box | Yes |  |  | Wrong spill level in PRISM | Newly added |  |  | 16322C1 | #N/A | #N/A
16323C1 | 16323C | BRISTOL HILBRN RD/AVENG RD CSO | 16323 | CSO |  | North | ST6340473509 | 363404 | 173509 | Gravity | Storm overflow | 150 |  | B | 15 minute | Battery-powered | 2018-08-01 | AMP6 | N | 960 | 864 | E5298 | waste2 | N/A | N/A | N/A | N/A | N/A | N/A |  | Y | 16323 | Road |  | Outside Chamber | Box | No |  |  |  | #N/A |  |  | 16323C1 | E5298 | 16323
16324C1 | 16324C | BRISTOL HOLMES HILL RD OPP NO.1 CSO | 16324 | CSO |  | North | ST6267273743 | 362672 | 173743 | Gravity | Storm overflow | 139 |  | D | 15 minute | Battery-powered | 2023-03-24 | AMP7 | N | 620 | 558 | E5673 | waste2 | N/A | N/A | N/A | N/A | N/A | N/A |  | Y | 16324 | Road |  | Outside Chamber | Box | No |  |  | Wrong spill level in PRISM | Newly added |  |  | 16324C1 | #N/A | #N/A
16326C1 | 16326C | BRISTOL HUDDS VALE RD/ PLUMMERS HLL CSO | 16326 | CSO |  | North | ST6245073902 | 362450 | 173902 |  | Storm overflow | 652 |  | D | 15 minute | Mains-powered | 2020-10-12 | AMP7 | N | 340 | 306 | E35634 | waste | B118171 | waste | B151576 | waste | B118174 | waste |  | N | - | - | - | - | - | - | - |  |  | 16326 |  |  | 16326C1 | #N/A | #N/A
16327C1 | 16327C | BRISTOL LYPPIAT RD O/S 29 CSO | 16327 | CSO |  | North | ST6159773633 | 361597 | 173633 | Gravity | Storm overflow | 857 |  | B | 15 minute | Battery-powered | 2018-09-28 | AMP6 | N | 2785 | 2507 | E5294 | waste2 | N/A | N/A | N/A | N/A | N/A | N/A |  | Y | 16327 | Road |  | In chamber |  | Yes |  |  |  | #N/A |  |  | 16327C1 | E5294 | 16327
16328C1 | 16328C | BRISTOL LYPPIATT RD O/S NO.57 CSO | 16328 | CSO |  | North | ST6158073692 | 361580 | 173692 | Gravity | Storm overflow | 176 |  | D | 15 minute | Battery-powered | 2021-04-30 | AMP7 | N | 1130 | 1017 | E5532 | waste2 | N/A | N/A | N/A | N/A | N/A | N/A |  | Y | 16328 | Road |  | Outside Chamber | Box | Yes |  |  |  | 16328 |  |  | 16328C1 | #N/A | #N/A
16329C1 | 16329C | BRISTOL MARION WALK O/S 4 CSO | 16329 | CSO |  | North | ST6336873273 | 363368 | 173273 | Gravity | Storm overflow | 101 |  | B | 15 minute | Battery-powered | 2018-10-10 | AMP6 | N | 290 | 261 | E5328 | waste2 | N/A | N/A | N/A | N/A | N/A | N/A |  | Y | 16329 | Road |  | Outside Chamber | Box | No |  |  |  | #N/A |  |  | 16329C1 | E5328 | 16329
16330C1 | 16330C | BRISTOL MEADOW VALE NO 40 CSO | 16330 | CSO |  | North | ST6317274160 | 363172 | 174160 | Gravity | Storm overflow | 38 |  | B | 15 minute | Battery-powered | 2018-02-22 | AMP6 | N | 700 | 630 | E1256 | waste2 | N/A | N/A | N/A | N/A | N/A | N/A |  | Y | 16330 | Off-road | Garden | Outside Chamber | Box | No |  |  |  | #N/A |  |  | 16330C1 | E1256 | 16330
16334C1 | 16334C | BRISTOL NEW QUEN ST O/S 72 CSO | 16334 | CSO |  | North | ST6388374092 | 363883 | 174092 | Gravity | Storm overflow | 75 |  | B | 15 minute | Battery-powered | 2018-12-12 | AMP6 | N | 1030 | 972 | E5331 | waste2 | N/A | N/A | N/A | N/A | N/A | N/A |  | Y | 16334 | Road |  | Outside Chamber | Box | Yes | PTI |  |  | #N/A |  |  | 16334C1 | E5331 | 16334
16335C1 | 16335C | BRISTOL HOLD'HST/BROAD RD CSO | 16335 | CSO |  | North | ST6416474108 | 364164 | 174108 | Gravity | Storm overflow | 125 |  | B | 15 minute | Battery-powered | 2018-10-12 | AMP6 | N | 615 | 554 | E5345 | waste2 | N/A | N/A | N/A | N/A | N/A | N/A |  | Y | 16335 | Road |  | Outside Chamber | Box | No |  |  |  | #N/A |  |  | 16335C1 | E5345 | 16335
16336C1 | 16336C | BRISTOL QUEEN STREET OS 2 CSO | 16336 | CSO |  | North | ST6360873756 | 363608 | 173756 | Gravity | Storm overflow | 110 |  | B | 15 minute | Battery-powered | 2018-11-14 | AMP6 | N | 764 | 689 | E5344 | waste2 | N/A | N/A | N/A | N/A | N/A | N/A |  | Y | 16336 | Road |  | Outside Chamber | Box | No |  |  |  | #N/A |  |  | 16336C1 | E5344 | 16336
16338C1 | 16338C | BRISTOL SALISBRY AV O/S 30 CSO | 16338 | CSO |  | North | ST6395273667 | 363952 | 173667 | Gravity | Storm overflow | 58 |  | B | 15 minute | Battery-powered | 2018-08-17 | AMP6 | N | 545 | 491 | E5327 | waste2 | N/A | N/A | N/A | N/A | N/A | N/A |  | Y | 16338 | Road |  | Outside Chamber | Box | No |  |  |  | #N/A |  |  | 16338C1 | E5327 | 16338
16339C1 | 16339C | BRISTOL SPEEDWEL RD O/S 34 CSO | 16339 | CSO |  | North | ST6255874258 | 362558 | 174258 | Gravity | Storm overflow | 130 |  | B | 15 minute | Battery-powered | 2018-12-05 | AMP6 | N | 1590 | 1431 | E5343 | waste2 | N/A | N/A | N/A | N/A | N/A | N/A |  | Y | 16339 | Road |  | Outside Chamber | Box | No |  |  |  | #N/A |  |  | 16339C1 | E5343 | 16339
16341C1 | 16341C | BRISTOL SPEEDWEL/VENTNR RD CSO | 16341 | CSO |  | North | ST6277074275 | 362770 | 174275 | Gravity | Storm overflow | 96 |  | B | 15 minute | Battery-powered | 2018-11-14 | AMP6 | N | 650 | 585 | E5330 | waste2 | N/A | N/A | N/A | N/A | N/A | N/A |  | Y | 16341 | Road |  | Outside Chamber | Box | Yes |  |  |  | #N/A |  |  | 16341C1 | E5330 | 16341
16342C1 | 16342C | BRISTOL ST GEORGES PRK SOUTH 28 LYNDALE RD CSO | 16342 | CSO |  | North | ST6176273666 | 361762 | 173666 | Gravity | Storm overflow | 260 |  | B | 15 minute | Mains-powered | 2019-02-11 | AMP6 | N | 2480 | 2232 | E28862 | waste | B86479 | waste | B75834 | waste | B75833 | waste |  | N | - | - | - | - | - | - | - |  |  | #N/A |  |  | 16342C1 | E28862 | 16342
16343C1 | 16343C | BRISTOL ST GRGPK 329 CH RD CSO | 16343 | CSO |  | North | ST6198173630 | 361981 | 173630 | Gravity | Storm overflow | 129 |  | B | 15 minute | Battery-powered | 2018-08-13 | AMP6 | N | 1070 | 963 | E5219 | waste2 | N/A | N/A | N/A | N/A | N/A | N/A |  | Y | 16343 | Off-road | Grass | In chamber |  | No |  |  |  | #N/A |  |  | 16343C1 | E5219 | 16343
16347C1 | 16347C | BRISTOL WHITEWAY RD O/S 67 CSO | 16347 | CSO |  | North | ST6309473908 | 363094 | 173908 | Gravity | Storm overflow | 115 |  | B | 15 minute | Battery-powered | 2018-11-14 | AMP6 | N | 735 | 662 | E5342 | waste2 | N/A | N/A | N/A | N/A | N/A | N/A |  | Y | 16347 | Road |  | Outside Chamber | Box | No |  |  |  | #N/A |  |  | 16347C1 | E5342 | 16347
16348C1 | 16348C | BRISTOL ASHLEY DWN RD ALLT CSO | 16348 | CSO |  | North | ST5979774929 | 359797 | 174929 | Gravity | Storm overflow | 100 |  | B | 15 minute | Battery-powered | 2018-10-01 | AMP6 | N | 1535 | 1382 | E5216 | waste2 | N/A | N/A | N/A | N/A | N/A | N/A |  | Y | 16348 | Off-road |  | In chamber |  | Yes |  |  |  | #N/A |  |  | 16348C1 | E5216 | 16348
16349C1 | 16349C | BRISTOL FILTON AVENUE O/S NO.230 CSO | 16349 | CSO |  | North | ST6009077221 | 360090 | 177221 | Gravity | Storm overflow | 47 |  | C | 15 minute | Battery-powered | 2020-11-02 10:34 | AMP7 | N | 90 | 81 | E5509 | waste2 | N/A | N/A | N/A | N/A | N/A | N/A |  | Y | 16349 | Off-road | Pavement | In chamber |  | Yes |  |  |  | 16349 |  |  | 16349C1 | #N/A | #N/A
16353C1 | 16353C | BRISTOL LANDSEER AV O/S 50 CSO | 16353 | CSO |  | North | ST6067877013 | 360678 | 177013 | Gravity | Storm overflow | N/A |  | A | 2 minute | Battery-powered | 2018-03-09 | AMP6 | N | 1315 | 1184 | E1266 | waste2 | N/A | N/A | N/A | N/A | N/A | N/A |  | Y | 16353 | Road |  | Outside Chamber | Box | No | Deep |  |  | #N/A |  |  | 16353C1 | E1266 | 16353
16354C1 | 16354C | BRISTOL MINA ROAD O/S 212 CSO | 16354 | CSO |  | North | ST5999975109 | 359999 | 175109 | Gravity | Storm overflow | 220 |  | B | 15 minute | Mains-powered | 2016-07-18 | AMP6 | N | 550 | 486 | E13490 | waste | B73595 | waste | N/A | waste | B73587 | waste |  | N | - | - | - | - | - | - | - |  |  | #N/A |  |  | 16354C1 | E13490 | 16354
16355C1 | 16355C | BRISTOL MULLER ROAD ALLOTMENTS CSO | 16355 | CSO |  | North | ST5998375928 | 359983 | 175928 |  | Storm overflow | 670 |  | D | 15 minute | Mains-powered | 2021-01-28 | AMP7 | N | 880 | 792 | E35941 | waste | B119373 | waste | B119376 | waste | B151529 | waste |  | N | - | - | - | - | - | - | - |  |  | 16355 |  |  | 16355C1 | #N/A | #N/A
16359C1 | 16359C | BRISTOL 24 ROWLANDSON GARDENS CSO | 16359 | CSO |  | North | ST6058477003 | 360584 | 177003 | Gravity | Storm overflow | 3 |  | D | 15 minute | Battery-powered | 2020-02-20 14:13 | AMP7 | N | 550 | 495 | E5460 | waste2 | N/A | N/A | N/A | N/A | N/A | N/A |  | Y | 16359 | Off-road | Garden | Outside Chamber | Box | Yes |  |  |  | 16359 |  |  | 16359C1 | #N/A | #N/A
16361C1 | 16361C | BRISTOL "THE MANSE" SUMMERS LANE CSO | 16361 | CSO |  | North | ST6009874317 | 360098 | 174317 | Gravity | Storm overflow | 899 |  | D | 15 minute | Battery-powered | 2023-01-30 | AMP7 | N | 1320 | 1188 | E6201 | waste2 | N/A | N/A | N/A | N/A | N/A | N/A |  | Y | 16361 | Off-road | Garden | Outside Chamber | Box | No |  |  | Wrong spill level in PRISM | Newly added |  |  | 16361C1 | #N/A | #N/A
16362C1 | 16362C | BRISTOL MAGDALENE PLACE / SUSSEX PLACE CSO | 16362 | CSO |  | North | ST5986774483 | 359867 | 174483 | Gravity | Storm overflow | 322 |  | C | 15 minute | Battery-powered | 2021-02-17 09:33 | AMP7 | N | 295 | 265 | E5531 | waste2 | N/A | N/A | N/A | N/A | N/A | N/A |  | Y | 16362 | Road |  | Outside Chamber | Box | Yes |  |  |  | 16362 |  |  | 16362C1 | #N/A | #N/A
16363C1 | 16363C | BRISTOL TORTWORTH RD CSO | 16363 | CSO |  | North | ST5955676241 | 359556 | 176241 | Gravity | Storm overflow | 50 |  | D | 15 minute | Battery-powered | 2020-09-23 11:53 | AMP7 | N | 425 | 382 | E5499 | waste2 | N/A | N/A | N/A | N/A | N/A | N/A |  | Y | 16363 | Road |  | Outside Chamber | Box | Yes | PTI |  |  | 16363 |  |  | 16363C1 | #N/A | #N/A
16364X1 | 16364X | BRISTOL 76 WORDSWORTH RD CSO | 16364 | CSO | No | North | ST6043576997 | 360435 | 176997 |  | Storm overflow | N/A |  | C | 15 minute |  |  | AMP7 | N | [11 empty] | N | - | - | - | - | - | - | - | 2024-07-16 | Abandoned and should be removed. [16th Jul 24] EW: Permit has been revoked. | 16364 |  |  | Revoked | #N/A | #N/A
16365C1 | 16365C | BRISTOL ABBEY RD O/S NO.123 CSO | 16365 | CSO |  | North | ST5669577172 | 356695 | 177172 | Gravity | Storm overflow | N/A |  | C | 15 minute | Mains-powered | 2019-02-22 | AMP6 | N | 335 | 301 | E38554 | waste | B126395 | waste | B126399 | waste | B126398 | waste |  | N | - | - | - | - | - | - | - |  |  | #N/A |  |  | 16365C1 | E38554 | 16365
16367C1 | 16367C | BRISTOL CANFRD RD/CANFD LN CSO | 16367 | CSO |  | North | ST5676277502 | 356762 | 177502 | Gravity | Storm overflow | N/A |  | B | 15 minute | Mains-powered | 2020-04-22 | AMP6 | N | 680 | 612 | E38572 | waste | B126435 | waste | B126439 | waste | B126438 | waste |  | N | - | - | - | - | - | - | - |  |  | #N/A |  |  | 16367C1 | E38572 | 16367
16369C1 | 16369C | BRISTOL CHERINGTON RD OS 2 CSO | 16369 | CSO |  | North | ST5845777244 | 358457 | 177244 | Gravity | Storm overflow | N/A |  | B | 15 minute | Mains-powered | 2017-03-17 | AMP6 | N | 250 | 180 | E35923 | waste | B119333 | waste | B119337 | waste | B119336 | waste |  | N | - | - | - | - | - | - | - |  |  | #N/A |  |  | 16369C1 | E35923 | 16369
16372C1 | 16372C | BRISTOL East Hill / Chock Lane, Bristol, BS9 4AG CSO | 16372 | CSO |  | North | ST5747077241 |  |  |  | Storm overflow | 70 |  |  |  |  | 2023-12-14 | AMP7 | N | 180 | 162 | E5405 | waste2 | N/A | N/A | N/A | N/A | N/A | N/A |  | N | - | - | - | - | - | - | - |  |  | 16372 |  | tick | 16372C1 | #N/A | #N/A
16374C1 | 16374C | BRISTOL HRBRY RD/WELLY HIL CSO | 16374 | CSO |  | North | ST5844677198 | 358446 | 177198 | Gravity | Storm overflow | 74 |  | B | 15 minute | Battery-powered | 2018-12-20 | AMP6 | N | 1380 | 1242 | E5311 | waste2 | N/A | N/A | N/A | N/A | N/A | N/A |  | Y | 16374 | Road |  | Outside Chamber | Box | Yes |  |  |  | #N/A |  |  | 16374C1 | E5311 | 16374
16376C1 | 16376C | BRISTOL HENBURY RD O/S NO.47 | 16376 | CSO |  | North | ST5699477787 | 356994 | 177787 | Gravity | Storm overflow | 53 |  | B | 15 minute | Battery-powered | 2019-01-03 | AMP6 | N | 380 | 342 | E5299 | waste2 | N/A | N/A | N/A | N/A | N/A | N/A |  | Y | 16376 | Road |  | Outside Chamber | Box | No |  |  |  | #N/A |  |  | 16376C1 | E5299 | 16376
16378C1 | 16378C | BRISTOL HENLEAZE ROAD CSO | 16378 | CSO |  | North | ST5789477023 | 357894 | 177023 | Gravity | Storm overflow | 85 |  | D | 15 minute | Battery-powered | 2021-06-03 14:30 | AMP7 | N | 690 | 621 | E5535 | waste2 | N/A | N/A | N/A | N/A | N/A | N/A |  | Y | 16378 | Road |  | Outside Chamber | Box | Yes |  |  |  | 16378 |  |  | 16378C1 | #N/A | #N/A
16379C1 | 16379C | BRISTOL HENLEZE RD EFLD IN CSO | 16379 | CSO |  | North | ST5787076873 | 357870 | 176873 | Gravity | Storm overflow | 50 |  | B | 15 minute | Battery-powered | 2018-11-07 | AMP6 | N | 440 | 396 | E5304 | waste2 | N/A | N/A | N/A | N/A | N/A | N/A |  | Y | 16379 | Road |  | Outside Chamber | Box | Yes |  |  |  | #N/A |  |  | 16379C1 | E5304 | 16379
16380C1 | 16380C | BRISTOL HENLEAZE RD/ WANSCOW WALK CSO | 16380 | CSO |  | North | ST5777576614 | 357775 | 176614 | Gravity | Storm overflow | 61 |  | D | 15 minute | Battery-powered | 2020-11-24 12:30 | AMP7 | N | 325 | 292 | E5518 | waste2 | N/A | N/A | N/A | N/A | N/A | N/A |  | Y | 16380 | Road |  | Outside Chamber | Box | Yes |  |  |  | 16380 |  |  | 16380C1 | #N/A | #N/A
16381C1 | 16381C | BRISTOL HENBURY RD CSO | 16381 | CSO |  | North | ST5721077520 | 357210 | 177520 | Gravity | Storm overflow | 450 |  | C | 15 minute | Mains-powered | 2018-02-22 | AMP6 | N | 768 | 691 | E14495 | waste | B78840 | waste | B78839 | waste | B78841 | waste |  | N | - | - | - | - | - | - | - |  |  | #N/A |  |  | 16381C1 | E14495 | 16381
16382C1 | 16382C | BRISTOL LAWRENCE GROVE O/S NO.21 CSO | 16382 | CSO |  | North | ST5778376440 | 357783 | 176440 | Gravity | Storm overflow | 33 |  | D | 15 minute | Battery-powered | 2020-11-20 | AMP7 | N | 575 | 517 | E5517 | waste2 | N/A | N/A | N/A | N/A | N/A | N/A |  | Y | 16382 | Road |  | Outside Chamber | Box | No |  |  |  | 16382 |  |  | 16382C1 | #N/A | #N/A
16384C1 | 16384C | BRISTOL NEWCOMBE RD O/S 11 CSO | 16384 | CSO |  | North | ST5669077013 | 356690 | 177013 | Gravity | Storm overflow | 21 |  | B | 15 minute | Mains-powered | 2016-09-21 | AMP6 | N | 710 | 639 | E38581 | waste | B126461 | waste | N/A | waste | N/A | waste |  | N | - | - | - | - | - | - | - |  |  | #N/A |  |  | 16384C1 | E38581 | 16384
16387C1 | 16387C | BRISTOL OAKWOOD RD O/S 21 CSO | 16387 | CSO |  | North | ST5794976833 | 357949 | 176833 | Gravity | Storm overflow | 30 |  | B | 15 minute | Battery-powered | 2018-11-04 | AMP6 | N | 130 | 117 | E5306 | waste2 | N/A | N/A | N/A | N/A | N/A | N/A |  | Y | 16387 | Road |  | Outside Chamber | Box | Yes |  |  |  | #N/A |  |  | 16387C1 | E5306 | 16387
16388C1 | 16388C | BRISTOL ROCKSIDE DRIVE O/S NO.2 CSO | 16388 | CSO |  | North | ST5792876928 | 357928 | 176928 | Gravity | Storm overflow | 13 |  | D | 15 minute | Battery-powered | 2021-02-19 11:03 | AMP7 | N | 165 | 148 | E5527 | waste2 | N/A | N/A | N/A | N/A | N/A | N/A |  | Y | 16388 | Road |  | Outside Chamber | Box | Yes |  |  |  | 16388 |  |  | 16388C1 | #N/A | #N/A
16392C1 | 16392C | BRISTOL SEA ML LAME NR BRG CSO | 16392 | CSO |  | North | ST5509575961 | 355095 | 175961 | Gravity | Storm overflow | 1123 |  | A | 2 minute | Mains-powered | 2017-01-06 | AMP6 | N | 850 | 765 | E30454 | waste | B100781 | waste | N/A | waste | B100788 | waste |  | N | - | - | - | - | - | - | - |  |  | #N/A |  |  | 16392C1 | E30454 | 16392
16394C1 | 16394C | BRISTOL SHIREHAMPTON RD 100 | 16394 | CSO |  | North | ST5533476649 | 355334 | 176649 | Gravity | Storm overflow | 72.2 |  | A | 2 minute | Battery-powered | 2018-01-22 | AMP6 | N | 250 | 225 | E5042 | waste2 | N/A | N/A | N/A | N/A | N/A | N/A |  | Y | 16394 | Road |  | Outside Chamber | Box | Yes |  |  |  | #N/A |  |  | 16394C1 | E5042 | 16394
16398C1 | 16398C | BRISTOL STOKE LANE 124 CSO | 16398 | CSO |  | North | ST5675776833 | 356757 | 176833 | Gravity | Storm overflow | 50 |  | C | 15 minute | Mains-powered | 2019-04-04 | AMP6 | N | 360 | 310 | E38590 | waste | B126475 | waste | B126479 | waste | B126478 | waste |  | N | - | - | - | - | - | - | - |  |  | #N/A |  |  | 16398C1 | E38590 | 16398
16401C1 | 16401C | BRISTOL TRYM RD O/S NO41 CSO | 16401 | CSO |  | North | ST5740977437 | 357409 | 177437 | Gravity | Storm overflow | 481 |  | C | 15 minute | Mains-powered | 2019-02-13 | AMP6 | N | 868 | 776 | E37359 | waste | B122894 | waste | B122898 | waste | B122897 | waste |  | N | - | - | - | - | - | - | - |  |  | #N/A |  |  | 16401C1 | E37359 | 16401
16403C1 | 16403C | BRISTOL WELLY HIL W 147(1) CSO | 16403 | CSO |  | North | ST5849977180 | 358499 | 177180 | Gravity | Storm overflow | 63 |  | B | 15 minute | Battery-powered | 2018-08-07 | AMP6 | N | 1120 | 1008 | E5215 | waste2 | N/A | N/A | N/A | N/A | N/A | N/A |  | Y | 16403 | Off-road | Garden | Outside Chamber | Box | Yes | PTI |  |  | #N/A |  |  | 16403C1 | E5215 | 16403
16404C1 | 16404C | BRISTOL WELLY HIL W 147(2) CSO | 16404 | CSO |  | North | ST5849577193 | 358495 | 177193 | Gravity | Storm overflow | 63 |  | B | 15 minute | Battery-powered | 2018-08-07 | AMP6 | N | 1190 | 1071 | E5246 | waste2 | N/A | N/A | N/A | N/A | N/A | N/A |  | Y | 16404 | Off-road |  | In chamber |  | Yes | PTI |  |  | #N/A |  |  | 16404C1 | E5246 | 16404
16405C1 | 16405C | BRISTOL 158 WELLINGTON HILL WEST CSO | 16405 | CSO |  | North | ST5847777209 | 358477 | 177209 | Gravity | Storm overflow | N/A |  | C | 15 minute | Mains-powered | 2019-03-27 | AMP6 | N | 620 | 558 | E35914 | waste | B119313 | waste | B119317 | waste | B119316 | waste |  | N | - | - | - | - | - | - | - |  |  | #N/A |  |  | 16405C1 | E35914 | 16405
16406C1 | 16406C | BRISTOL 175 WELLINGTON HILL WEST CSO | 16406 | CSO |  | North | ST5836677221 | 358366 | 177221 | Gravity | Storm overflow | 77 |  | D | 15 minute | Battery-powered | 2020-11-18 | AMP7 | N | 465 | 419 | E5515 | waste2 | N/A | N/A | N/A | N/A | N/A | N/A |  | Y | 16406 | Road |  | Outside Chamber | Box | No | Deep |  |  | 16406 |  |  | 16406C1 | #N/A | #N/A
16406X1 | 16406X | BRISTOL WELLY HILL ST58773202 | 16406 | MH |  | North | ST5835977220 | 358359 | 177220 |  | Non-EDM | N/A |  | N/A | N/A | Battery-powered | 2022-02-02 | Non-EDM | N | 520 | 468 | E5640 | waste2 | N/A | N/A | N/A | N/A | N/A | N/A |  | Y | 46406 | Road | Chamber | Outside Chamber | Box | Yes |  |  |  | 16406 |  |  | FINE | #N/A | #N/A
16407C1 | 16407C | BRISTOL WELLINGTON HILL WEST / BISHOPTHORPE ROAD CSO | 16407 | CSO |  | North | ST5873977092 | 358739 | 177092 | Gravity | Storm overflow | N/A |  | B | 15 minute | Mains-powered | 2020-03-24 | AMP6 | N | 90 | 81 | E36617 | waste | B120936 | waste | B120935 | waste | B120937 | waste |  | N | - | - | - | - | - | - | - |  |  | #N/A |  |  | 16407C1 | E36617 | 16407
16410C1 | 16410C | BRISTOL WESTBURY RD / GRANGE COURT RD CSO | 16410 | CSO |  | North | ST5725476795 | 357254 | 176795 | Gravity | Storm overflow | 124 |  | C | 15 minute | Mains-powered | 2019-03-13 | AMP6 | N | 410 | 370 | E38563 | waste | B126415 | waste | B126419 | waste | B126418 | waste |  | N | - | - | - | - | - | - | - |  |  | #N/A |  |  | 16410C1 | E38563 | 16410
16414C1 | 16414C | BRISTOL AVNMTH RD/W TWN RD CSO | 16414 | CSO |  | North | ST5265377600 | 352653 | 177600 | Gravity | Storm overflow | 40 |  | B | 15 minute | Mains-powered | 2020-03-20 | AMP6 | N | 508 | 457 | E11562 | waste | B49441 | waste | B49440 | waste | B49444 | waste |  | N | - | - | - | - | - | - | - |  |  | #N/A |  |  | 16414C1 | E11562 | 16414
16415C1 | 16415C | BRISTOL PRINCE ST ROUND'BT CSO | 16415 | CSO |  | North | ST5865372703 | 358653 | 172703 | Gravity | Storm overflow | 473 |  | B | 15 minute | Battery-powered | 2019-01-20 | AMP6 | N | 1465 | 1319 | E5354 | waste2 | N/A | N/A | N/A | N/A | N/A | N/A |  | Y | 16415 | Road |  | Outside Chamber | Box | No |  |  |  | #N/A |  |  | 16415C1 | E5354 | 16415
16416C1 | 16416C | BRISTOL CLARE STREET CSO | 16416 | CSO |  | North | ST5862672902 | 358626 | 172902 | Gravity | Storm overflow | 10 |  | C | 15 minute | Battery-powered | 2022-01-27 | AMP7 | N | 800 | 720 | E5576 | waste2 | N/A | N/A | N/A | N/A | N/A | N/A |  | Y | 16416 | Off-road | Pavement | Outside Chamber | Box | Yes |  |  |  | Newly added |  |  | 16416C1 | #N/A | #N/A
16417C1 | 16417C | BRISTOL AVON STREET CSO | 16417 | CSO |  | North | ST5991672651 | 359916 | 172651 | Gravity | Storm overflow | 215 |  | C | 15 minute | Battery-powered | 2018-01-23 | AMP6 | N | 600 | 540 | E1016 | waste2 | N/A | N/A | N/A | N/A | N/A | N/A |  | Y | 16417 | Off-road | Pavement | Outside Chamber | Box | Yes |  |  |  | #N/A |  |  | 16417C1 | E1016 | 16417
16418C1 | 16418C | BRISTOL ST JAMES BARTON CSO | 16418 | CSO |  | North | ST5901173512 | 359011 | 173512 | Gravity | Storm overflow | 49 |  | B | 15 minute | Battery-powered | 2018-11-28 | AMP6 | N | 620 | 558 | E5353 | waste2 | N/A | N/A | N/A | N/A | N/A | N/A |  | Y | 16418 | Road |  | Outside Chamber | Box | No |  |  |  | #N/A |  |  | 16418C1 | E5353 | 16418
16419C1 | 16419C | BRISTOL MULLER ROAD/ FROME BRIDGE CSO | 16419 | CSO |  | North | ST6103275267 | 361032 | 175267 | Gravity | Storm overflow | N/A |  | C | 15 minute | Battery-powered | 2020-11-02 16:19 | AMP7 | N | 250 | 225 | E5127 | waste2 | N/A | N/A | N/A | N/A | N/A | N/A |  | Y | 16419 | Off-road | Grass | In chamber |  | Yes |  |  |  | 16419 |  |  | 16419C1 | #N/A | #N/A
16422C1 | 16422C | BRISTOL NEATH/WHITEHALL RD CSO | 16422 | CSO |  | North | ST6165573924 | 361655 | 173924 | Gravity | Storm overflow | 73 |  | B | 15 minute | Battery-powered | 2018-11-21 | AMP6 | N | 1100 | 990 | E5333 | waste2 | N/A | N/A | N/A | N/A | N/A | N/A |  | Y | 16422 | Road |  | Outside Chamber | Box | No |  |  |  | #N/A |  |  | 16422C1 | E5333 | 16422
16423C1 | 16423C | BRISTOL PORTWAY BRIDGE CSO | 16423 | CSO |  | North | ST5509675941 | 355096 | 175941 | Gravity | Storm overflow | 275 |  | A | 2 minute | Mains-powered | 2017-06-28 | AMP6 | N | 2027 | 1824.3 | E30453 | waste | B100780 | waste | N/A | waste | N/A | waste |  | N | - | - | - | - | - | - | - |  |  | #N/A |  |  | 16423C1 | E30453 | 16423
16424C1 | 16424C | BRISTOL DRUID WOOD CSO | 16424 | CSO |  | North | ST5549776044 | 355497 | 176044 | Gravity | Storm overflow | 95 |  | B | 15 minute | Battery-powered | 2018-10-22 | AMP6 | N | 2360 | 2124 | E5211 | waste2 | N/A | N/A | N/A | N/A | N/A | N/A |  | Y | 16424 | Off-road | Car Park | Outside Chamber | Box | Yes |  |  |  | #N/A |  |  | 16424C1 | E5211 | 16424
16434C1 | 16434C | BRISTOL AVO RD / W TOWN RD CSO | 16434 | CSO |  | North | ST5265277598 | 352652 | 177598 | Gravity | Storm overflow | 31 |  | B | 15 minute | Mains-powered | 2020-03-20 | AMP6 | N | 216 | 194 | E11563 | waste | B49448 | waste | B49447 | waste | B49449 | waste |  | N | - | - | - | - | - | - | - |  |  | #N/A |  |  | 16434C1 | E11563 | 16434
16438C1 | 16438C | BRISTOL BROADMEAD / SILVER STREET / NELSON STREET CSO | 16438 | CSO |  | North | ST5895673259 | 358956 | 173259 | Gravity | Storm overflow | 200 |  | C | 15 minute | Battery-powered | 2022-02-10 | AMP7 | N | 2190 | 1971 | E5577 | waste2 | N/A | N/A | N/A | N/A | N/A | N/A |  | Y | 16438 | Road |  | Outside Chamber | Box | Yes |  |  |  | Newly added |  |  | 16438C1 | #N/A | #N/A
16440C1 | 16440C | BRISTOL MAGGS LANE OPEN SPACE CSO | 16440 | CSO |  | North | ST6257174915 | 362571 | 174915 | Gravity | Storm overflow | 124 |  | C | 15 minute | Battery-powered | 2022-07-13 | AMP7 | N | 1750 | 1575 | E5630 | waste2 | N/A | N/A | N/A | N/A | N/A | N/A |  | Y | 16440 | Off-road | Grass | Outside Chamber | Box | No | Deep |  |  | Newly added |  |  | 16440C1 | #N/A | #N/A
16448C1 | 16448C | EASTERTON MANOR HOUSE CSO | 16448 | CSO |  | North | SU0209654819 | 402096 | 154819 | Gravity | Storm overflow | 14 |  | B | 15 minute | Battery-powered | 2018-01-31 | AMP6 | N | 710 | 639 | E1276 | waste2 | N/A | N/A | N/A | N/A | N/A | N/A |  | Y | 16448 | Off-road | Grass | Outside Chamber | Box | Yes |  |  |  | #N/A |  |  | 16448C1 | E1276 | 16448
16449C1 | 16449C | POULSHOT MILL LANE CSO | 16449 | CSO |  | North | ST9662258868 | 396622 | 158868 | Gravity | Storm overflow | 16 |  | D | 15 minute | Battery-powered | 2022-07-28 | AMP7 | N | 465 | 419 | E5653 | waste2 | N/A | N/A | N/A | N/A | N/A | N/A |  | Y | 16449 | Off-road | Grass | Outside Chamber | Box | Yes |  |  |  | Newly added |  |  | 16449C1 | #N/A | #N/A
16451C1 | 16451C | DEVIZES ROUNDWAY HOSPITAL CSO | 16451 | CSO |  | North | SU0101959835 | 401019 | 159835 | Gravity | Storm overflow | 331 |  | D | 2 minute | Mains-powered | 2018-09-27 | AMP6 | N | 572 | 515 | E24629 | waste | B89505 | waste | B89504 | waste | B89486 | waste |  | N | - | - | - | - | - | - | - |  |  | #N/A |  |  | 16451C1 | E24629 | 16451
16453C1 | 16453C | LITTLETON PANEL RUSSElL MILL LANE CSO | 16453 | CSO |  | North | ST9998654052 | 399986 | 154052 | Gravity | Storm overflow | 8.8 |  | B | 15 minute | Battery-powered | 2018-07-17 | AMP6 | N | 260 | 234 | E5239 | waste2 | N/A | N/A | N/A | N/A | N/A | N/A |  | Y | 16453 | Off-road | Drive | Outside Chamber | Bollard | Yes |  |  |  | #N/A |  |  | 16453C1 | E5239 | 16453
16455C1 | 16455C | DEVIZES VALLEY SEWER CSO | 16455 | CSO |  | North | ST9995161338 | 399951 | 161338 | Gravity | Storm overflow | 204 |  | A | 2 minute | Battery-powered | 2018-03-05 | AMP6 | N | 1000 | 900 | E5122 | waste2 | N/A | N/A | N/A | N/A | N/A | N/A |  | Y | 16455 | Off-road | Grass | In chamber |  | No |  |  |  | #N/A |  |  | 16455C1 | E5122 | 16455
16462C1 | 16462C | BRISTOL HANHAN BEECHWD AVE CSO | 16462 | CSO |  | North | ST6460972389 | 364609 | 172389 | Gravity | Storm overflow | N/A |  | C | 15 minute | Mains-powered | 2016-03-31 | AMP6 | N | 80 | 72 | E50428 | waste | B129721 | waste | B129725 | waste | B129724 | waste |  | N | - | - | - | - | - | - | - |  |  | #N/A |  |  | 16462C1 | E50428 | 16462
16464C1 | 16464C | BRISTOL HANHAM CENTRAL AV CSO | 16464 | CSO |  | North | ST6452671984 | 364526 | 171984 | Gravity | Storm overflow | 17 |  | B | 15 minute | Battery-powered | 2018-09-25 | AMP6 | N | 223 | 201 | E5303 | waste2 | N/A | N/A | N/A | N/A | N/A | N/A |  | Y | 16464 | Road |  | Outside Chamber | Box | No |  |  |  | #N/A |  |  | 16464C1 | E5303 | 16464
16467C1 | 16467C | BRISTOL HANHAM FOOTSHIL RD CSO | 16467 | CSO |  | North | ST6433872891 | 364338 | 172891 | Gravity | Storm overflow | 69 |  | C | 15 minute | Battery-powered | 2018-03-29 | AMP6 | N | 150 | 135 | E5045 | waste2 | N/A | N/A | N/A | N/A | N/A | N/A |  | Y | 16467 | Road |  | Outside Chamber | Box | Yes |  |  |  | #N/A |  |  | 16467C1 | E5045 | 16467
16468C1 | 16468C | BRISTOL HANHAM HIGH STREET CSO | 16468 | CSO |  | North | ST6410772410 | 364107 | 172410 | Gravity | Storm overflow | 30 |  | D | 15 minute | Battery-powered | 2018-04-11 | AMP6 | N | 925 | 833 | E5047 | waste2 | N/A | N/A | N/A | N/A | N/A | N/A |  | Y | 16468 | Road |  | Outside Chamber | Box | No |  |  |  | #N/A |  |  | 16468C1 | E5047 | 16468
16469C1 | 16469C | BRISTOL HANHAM LWR HAN RD CSO | 16469 | CSO |  | North | ST6420272495 | 364202 | 172495 | Gravity | Storm overflow | 50 |  | D | 15 minute | Battery-powered | 2018-03-08 | AMP6 | N | 330 | 297 | E5048 | waste2 | N/A | N/A | N/A | N/A | N/A | N/A |  | Y | 16469 | Road |  | Outside Chamber | Box | Yes |  |  |  | #N/A |  |  | 16469C1 | E5048 | 16469
16470C1 | 16470C | BRISTOL HANHAM POLY BRN HL CSO | 16470 | CSO |  | North | ST6381372432 | 363813 | 172432 | Gravity | Storm overflow | 265 |  | C | 15 minute | Mains-powered | 2016-03-31 | AMP6 | N | 409 | 368 | E17463 | waste | B57377 | waste | N/A | waste | B57378 | waste |  | N | - | - | - | - | - | - | - |  |  | #N/A |  |  | 16470C1 | E17463 | 16470
16472C1 | 16472C | BRISTOL KINGSWOOD WOOD RD CSO | 16472 | CSO |  | North | ST6482273452 | 364822 | 173452 | Gravity | Storm overflow | 81 |  | C | 15 minute | Mains-powered | 2017-08-15 | AMP6 | N | 530 | 477 | E13508 | waste | B73645 | waste | B73641 | waste | B73644 | waste |  | N | - | - | - | - | - | - | - |  |  | #N/A |  |  | 16472C1 | E13508 | 16472
16473C1 | 16473C | BRISTOL KINGSWOOD WDSIDE RD CSO | 16473 | CSO |  | North | ST6437073402 | 364370 | 173402 | Gravity | Storm overflow | 61 |  | B | 15 minute | Battery-powered | 2019-04-12 | AMP6 | N | 510 | 459 | E5221 | waste2 | N/A | N/A | N/A | N/A | N/A | N/A |  | Y | 16473 | Off-road | Drive | Outside Chamber | Bollard | No |  |  |  | #N/A |  |  | 16473C1 | E5221 | 16473
16475C1 | 16475C | BRISTOL KINGSWOOD NEW CHEL RD CSO | 16475 | CSO |  | North | ST6531374350 | 365313 | 174350 | Gravity | Storm overflow | 11 |  | C | 15 minute | Mains-powered | 2017-01-01 | AMP6 | N | 360 | 324 | E37747 | waste | B123754 | waste | N/A | waste | B123757 | waste |  | N | - | - | - | - | - | - | - |  |  | #N/A |  |  | 16475C1 | E37747 | 16475
16478C1 | 16478C | BRISTOL KINGSWOOD 48 DOWNEND ROAD CSO | 16478 | CSO |  | North | ST6465174255 | 364651 | 174255 | Gravity | Storm overflow | 224 |  | D | 15 minute | Battery-powered | 2020-11-04 16:45 | AMP7 | N | 1720 | 1548 | E10049 | waste2 | N/A | N/A | N/A | N/A | N/A | N/A |  | Y | 16478 | Road |  | Outside Chamber | Box | No | Deep |  |  | 16478 |  |  | 16478C1 | #N/A | #N/A
16479C1 | 16479C | BRISTOL KINGSWOOD 20 NEW CHELTENHAM ROAD CSO | 16479 | CSO |  | North | ST6473274260 | 364732 | 174260 | Gravity | Storm overflow | 4 |  | C | 15 minute | Battery-powered | 2021-12-21 | AMP7 | N | 230 | 207 | E5584 | Waste2 | N/A | N/A | N/A | N/A | N/A | N/A |  | Y | 16479 | Off-road | Grass | Outside Chamber | Box | Yes |  | 2024-09-11 | [11th Sept 24] EW: Added missing "Waste2" to analogue signal info. | Newly added |  |  | 16479C1 | #N/A | #N/A
16480C1 | 16480C | BRISTOL KINGSWOOD O/S 23/25 NEW CHELTENHAM RD CSO | 16480 | CSO |  | North | ST6479074322 | 364790 | 174322 |  | Storm overflow | 133 |  | D | 15 minute |  | 2023-08-18 | AMP7 | N | 380 | 342 | E10019 | waste2 | N/A | N/A | N/A | N/A | N/A | N/A |  | N | - | - | - | - | - | - | - |  |  | 16480 |  | tick | 16480C1 | #N/A | #N/A
16481C1 | 16481C | BRISTOL KINGSWOOD O/S 43 NEW CHELTENHAM RD CSO | 16481 | CSO |  | North | ST6488974362 | 364889 | 174362 | Gravity | Storm overflow | 135 |  | D | 15 minute | Battery-powered | 2021-03-04 | AMP7 | N | 325 | 292 | E5520 | waste2 | N/A | N/A | N/A | N/A | N/A | N/A |  | Y | 16481 | Road |  | Outside Chamber | Box | Yes |  |  |  | 16481 |  |  | 16481C1 | #N/A | #N/A
16482C1 | 16482C | BRISTOL KINGSWOOD 84 NEW CHELTENHAM ROAD CSO | 16482 | CSO |  | North | ST6496074301 | 364960 | 174301 | Gravity | Storm overflow | 49 |  | C | 15 minute | Battery-powered | 2022-03-02 | AMP7 | N | 220 | 198 | E5585 | waste2 | N/A | N/A | N/A | N/A | N/A | N/A |  | Y | 16482 | Off-road | Pavement | Outside Chamber | Box | Yes |  |  | Wrong spill level in PRISM | Newly added |  |  | 16482C1 | #N/A | #N/A
16484C1 | 16484C | BRISTOL KINGSWOOD ALMA RD/ NEW CHELTENHAM ROAD JUNCTION CSO | 16484 | CSO |  | North | ST6537374308 | 365373 | 174308 | Gravity | Storm overflow | 113 |  | D | 15 minute | Battery-powered | 2023-03-02 | AMP7 | N | 380 | 342 | E5516 | waste2 | N/A | N/A | N/A | N/A | N/A | N/A |  | Y | 16484 | Off-road |  | Outside Chamber | Box | Yes |  |  | Wrong spill level in PRISM | Newly added |  |  | 16484C1 | #N/A | #N/A
16486C1 | 16486C | BRISTOL KINGSWOOD HOLLY HILL RD / NEW CHELTENHAM RD CSO | 16486 | CSO |  | North | ST6601174362 | 366011 | 174362 | Gravity | Storm overflow | 77 |  | C | 15 minute | Battery-powered | 2021-10-21 | AMP7 | N | 370 | 333 | E5586 | waste2 | N/A | N/A | N/A | N/A | N/A | N/A |  | Y | 16486 | Off-road | Grass | Outside Chamber | Box | Yes |  |  |  | 16486 |  |  | 16486C1 | E5586 | #N/A
16487C1 | 16487C | BRISTOL KINGSWOOD OPP 61 STATION ROAD CSO | 16487 | CSO |  | North | ST6600975030 | 366009 | 175030 | Gravity | Storm overflow | 59 |  | D | 15 minute | Battery-powered | 2022-03-17 | AMP7 | N | 1050 | 945 | E5587 | waste2 | N/A | N/A | N/A | N/A | N/A | N/A |  | Y | 16487 | Road |  | Outside Chamber | Box | Yes |  |  | Not set up on PRISM | Newly added |  |  | 16487C1 | #N/A | #N/A
16488C1 | 16488C | BRISTOL KINGSWOOD HILL ST CSO | 16488 | CSO |  | North | ST6618973639 | 366189 | 173639 | Gravity | Storm overflow | 68 |  | B | 15 minute | Battery-powered | 2019-03-10 | AMP6 | N | 400 | 360 | E5338 | waste2 | N/A | N/A | N/A | N/A | N/A | N/A |  | Y | 16488 | Road |  | Outside Chamber | Box | No | Deep |  |  | #N/A |  |  | 16488C1 | E5338 | 16488
16489C1 | 16489C | BRISTOL KINGSW'D ORCHRD RD CSO | 16489 | CSO |  | North | ST6529873530 | 365298 | 173530 | Gravity | Storm overflow | 23 |  | B | 15 minute | Battery-powered | 2018-10-24 | AMP6 | N | 110 | 99 | E5341 | waste2 | N/A | N/A | N/A | N/A | N/A | N/A |  | Y | 16489 | Road |  | Outside Chamber | Box | Yes |  |  |  | #N/A |  |  | 16489C1 | E5341 | 16489
16491C1 | 16491C | BRISTOL WARMLEY MILL LANE CSO | 16491 | CSO |  | North | ST6702972402 | 367029 | 172402 | Gravity | Storm overflow | 120 |  | A | 2 minute | Battery-powered | 2018-08-10 | AMP6 | N | 390 | 351 | E5222 | waste2 | N/A | N/A | N/A | N/A | N/A | N/A |  | Y | 16491 | Off-road | Garden | In chamber |  | Yes |  |  |  | #N/A |  |  | 16491C1 | E5222 | 16491
16497C1 | 16497C | BALTONSBOROUGH ORCHARD END CSO | 16497 | CSO |  | West | ST5468234474 | 354682 | 134474 | Gravity | Storm overflow | 9 |  | A | 2 minute | Battery-powered | 2018-09-14 | AMP6 | N | 580 | 522 | E5289 | waste2 | N/A | N/A | N/A | N/A | N/A | N/A |  | Y | 16497 | Off-road | Site | Outside Chamber | Bollard | Yes | PTI |  |  | #N/A |  |  | 16497C1 | E5289 | 16497
16498C1 | 16498C | COLEFORD KINGS HEAD CSO | 16498 | CSO |  | West | ST6875548734 | 368755 | 148734 | Gravity | Storm overflow | 25 |  | A | 2 minute | Mains-powered | 2018-03-29 | AMP6 | N | 425 | 383 | E28055 | waste | B45811 | waste | B45812 | waste | B45813 | waste |  | N | - | - | - | - | - | - | - |  |  | #N/A |  |  | 16498C1 | E28055 | 16498
16499C1 | 16499C | CROSCOMBE FAYRE WAY/ LONG CSO | 16499 | CSO |  | West | ST5858044392 | 358580 | 144392 | Gravity | Storm overflow | 16 |  | A | 2 minute | Battery-powered | 2018-10-04 | AMP6 | N | 680 | 612 | E5141 | waste2 | N/A | N/A | N/A | N/A | N/A | N/A |  | Y | 16499 | Road |  | In chamber |  | Yes |  |  |  | #N/A |  |  | 16499C1 | E5141 | 16499
16500C1 | 16500C | CROSCOMBE MANOR HOUSE CSO | 16500 | CSO |  | West | ST5893244339 | 358932 | 144339 | Gravity | Storm overflow | 23.2 |  | A | 2 minute | Battery-powered | 2018-09-26 | AMP6 | N | 1095 | 986 | E5275 | waste2 | N/A | N/A | N/A | N/A | N/A | N/A |  | Y | 16500 | Road |  | Outside Chamber | Box | No | Deep |  |  | #N/A |  |  | 16500C1 | E5275 | 16500
16501C1 | 16501C | FROME FARRANT RD YTH CENT CSO | 16501 | CSO |  | West | ST7692348350 | 376923 | 148350 | Gravity | Storm overflow | 11 |  | B | 15 minute | Battery-powered | 2018-02-22 | AMP6 | N | 280 | 252 | E5068 | waste2 | N/A | N/A | N/A | N/A | N/A | N/A |  | Y | 16501 | Road |  | Outside Chamber | Box | No |  |  |  | #N/A |  |  | 16501C1 | E5068 | 16501
16502C1 | 16502C | FROME LOWER KEYFORD CSO | 16502 | CSO |  | West | ST7751947170 | 377519 | 147170 | Gravity | Storm overflow | 140 |  | C | 15 minute | Battery-powered | 2018-02-12 | AMP6 | N | 714 | 643 | E5077 | waste2 | N/A | N/A | N/A | N/A | N/A | N/A |  | Y | 16502 | Road |  | Outside Chamber | Box | Yes |  |  |  | #N/A |  |  | 16502C1 | E5077 | 16502
16503C1 | 16503C | FROME FELTHAM DRV F/BRIDGE CSO | 16503 | CSO |  | West | ST7787347075 | 377873 | 147075 | Gravity | Storm overflow | 482 |  | C | 15 minute | Battery-powered | 2018-02-12 | AMP6 | N | 310 | 279 | E20996 | waste2 | N/A | N/A | N/A | N/A | N/A | N/A |  | Y | 16503 | Off-road | Grass | In chamber |  | Yes |  |  |  | #N/A |  |  | 16503C1 | E20996 | 16503
16504C1 | 16504C | FROME MERCHANT BARTON CSO | 16504 | CSO |  | West | ST7781047973 | 377810 | 147973 | Gravity | Storm overflow | 1 |  | A | 2 minute | Battery-powered | 2017-10-13 | AMP6 | N | 130 | 117 | E5000 | waste2 | N/A | N/A | N/A | N/A | N/A | N/A |  | Y | 16504 | Off-road | Car Park | In chamber |  | Yes |  |  |  | #N/A |  |  | 16504C1 | E5000 | 16504
16505C1 | 16505C | FROME SINGERS CATTLE MARKET | 16505 | CSO |  | West | ST7766548065 | 377665 | 148065 | Gravity | Storm overflow | 60 |  | A | 2 minute | Battery-powered | 2018-04-15 | AMP6 | N | 670 | 603 | E1086 | waste2 | N/A | N/A | N/A | N/A | N/A | N/A |  | Y | 16505 | Road |  | Outside Chamber | Box | Yes |  |  |  | #N/A |  |  | 16505C1 | E1086 | 16505
16506C1 | 16506C | FROME WHATCOMBE RD NO 20 CSO | 16506 | CSO |  | West | ST7740948509 | 377409 | 148509 | Gravity | Storm overflow | 93 |  | B | 15 minute | Battery-powered | 2018-02-22 | AMP6 | N | 700 | 630 | E1026 | waste2 | N/A | N/A | N/A | N/A | N/A | N/A |  | Y | 16506 | Road |  | Outside Chamber | Box | No |  |  |  | #N/A |  |  | 16506C1 | E1026 | 16506
16507C1 | 16507C | FROME WEWRCAY PRECINCT CSO | 16507 | CSO |  | West | ST7762448174 | 377624 | 148174 | Gravity | Storm overflow | 100 |  | B | 15 minute | Battery-powered | 2018-02-01 | AMP6 | N | 530 | 477 | E5071 | waste2 | N/A | N/A | N/A | N/A | N/A | N/A |  | Y | 16507 | Off-road | Car Park | In chamber |  | Yes |  |  |  | #N/A |  |  | 16507C1 | E5071 | 16507
16508C1 | 16508C | FROME COURT HOUSE KING ST CSO | 16508 | CSO |  | West | ST7776048032 | 377760 | 148032 | Gravity | Storm overflow | 35 |  | A | 2 minute | Battery-powered | 2018-01-30 | AMP6 | N | 480 | 432 | E5076 | waste2 | N/A | N/A | N/A | N/A | N/A | N/A |  | Y | 16508 | Off-road | Car Park | In chamber |  | Yes |  |  |  | #N/A |  |  | 16508C1 | E5076 | 16508
16509C1 | 16509C | FROME ADDERWELL CLOSE CSO | 16509 | CSO |  | West | ST7806647149 | 378066 | 147149 | Gravity | Storm overflow | 70 |  | A | 2 minute | Battery-powered | 2018-06-05 | AMP6 | N | 770 | 693 | E20966 | waste2 | N/A | N/A | N/A | N/A | N/A | N/A |  | Y | 16509 | Off-road | Grass | Outside Chamber | Box | Yes |  |  |  | #N/A |  |  | 16509C1 | E20966 | 16509
16510C1 | 16510C | FROME PORTWAY/ LOCKS HILL | 16510 | CSO |  | West | ST7822247652 | 378222 | 147652 | Gravity | Storm overflow | 192 |  | D | 15 minute | Battery-powered | 2023-03-10 | AMP7 | N | 510 | 459 | E7915 | waste2 | N/A | N/A | N/A | N/A | N/A | N/A |  | Y | 16510 | Road |  | Outside Chamber | Box | Yes |  |  | Not set up on PRISM | Newly added |  |  | 16510C1 | #N/A | #N/A
16511C1 | 16511C | FROME NORTH CARPET FACTORY CSO | 16511 | CSO |  | West | ST7858747950 | 378587 | 147950 | Gravity | Storm overflow | 331 |  | A | 2 minute | Battery-powered | 2018-05-31 | AMP6 | N | 950 | 855 | E20946 | waste2 | N/A | N/A | N/A | N/A | N/A | N/A |  | Y | 16511 | Off-road |  | Outside Chamber | Box | No |  |  |  | #N/A |  |  | 16511C1 | E20946 | 16511
16512C1 | 16512C | FROME WALLBRIDGE CSO | 16512 | CSO |  | West | ST7864947796 | 378649 | 147796 | Gravity | Storm overflow | 44 |  | A | 2 minute | Battery-powered | 2018-02-15 | AMP6 | N | 220 | 198 | E5092 | waste2 | N/A | N/A | N/A | N/A | N/A | N/A |  | Y | 16512 | Off-road | Pavement | Outside Chamber | Bollard | Yes |  |  |  | #N/A |  |  | 16512C1 | E5092 | 16512
16513C1 | 16513C | FROME RODDEN RD CSO | 16513 | CSO |  | West | ST7830148149 | 378301 | 148149 | Gravity | Storm overflow | 446 |  | A | 2 minute | Battery-powered | 2018-02-22 | AMP6 | N | 980 | 882 | E20956 | waste2 | N/A | N/A | N/A | N/A | N/A | N/A |  | Y | 16513 | Off-road | Grass | In chamber |  | No |  |  |  | #N/A |  |  | 16513C1 | E20956 | 16513
16514B1 | 14095B | GLASTONBURY, PARK FARM ROAD WIRRAL PARK CSO | 16514 | SPS |  | West | ST4863138765 | 348631 | 138765 | Gravity | Storm/ Emergency | 200 |  | B | 15 minute | Battery-powered | 2018-02-27 | AMP6 | N | 2495 | 2246 | E5081 | waste2 | N/A | N/A | N/A | N/A | N/A | N/A |  | Y | 16514 | Road |  | Outside Chamber | Box | Yes |  | 2024-06-28 | See 16514 [28th Jun 24] EW: Changed Site ID and name to 16514 GLASTONBURY, PARK FARM ROAD WIRRAL PARK CSO | ID wrong? |  |  | 14095B1 | E5081 | #N/A
16523C1 | 16523C | NUNNY MARKET PLACE SOUTH END CSO | 16523 | CSO |  | West | ST7365545697 | 373655 | 145697 | Gravity | Storm overflow | 47 |  | A | 2 minute | Battery-powered | 2018-11-07 | AMP6 | N | 490 | 441 | E5387 | waste2 | N/A | N/A | N/A | N/A | N/A | N/A |  | Y | 16523 | Road |  | Outside Chamber | Box | Yes |  |  |  | #N/A |  |  | 16523C1 | E5387 | 16523
16525C1 | 16525C | SHEPTON MALLET - 82/84 SHAFTGATE Av | 16525 | CSO |  | West | ST6135243765 | 361352 | 143765 | Gravity | Storm overflow | 20 |  | D | 15 minute | Battery-powered | 2022-01-18 | AMP7 | N | 880 | 792 | E5601 | waste2 | N/A | N/A | N/A | N/A | N/A | N/A |  | Y | 16525 | Off-road | Drive | Outside Chamber | Box | Yes |  |  |  | Newly added |  |  | 16525C1 | E5601 | #N/A
16526C1 | 16526C | SHEPTON MALLET CATS ASH/COWL ST CSO | 16526 | CSO |  | West | ST6183443824 | 361834 | 143824 | Gravity | Storm overflow | 77 |  | A | 2 minute | Battery-powered | 2017-11-28 | AMP6 | N | 495 | 445.5 | E5005 | waste2 | N/A | N/A | N/A | N/A | N/A | N/A |  | Y | 16526 | Road |  | Outside Chamber | Box | Yes |  |  |  | #N/A |  |  | 16526C1 | E5005 | 16526
16527C1 | 16527C | SHEPTON MALLET SUNNY MOUNT CSO | 16527 | CSO |  | West | ST6114944006 | 361149 | 144006 | Gravity | Storm overflow | 290 |  | A | 2 minute | Battery-powered | 2018-03-07 | AMP6 | N | 810 | 729 | E5129 | waste2 | N/A | N/A | N/A | N/A | N/A | N/A |  | Y | 16527 | Off-road | Grass | In chamber |  | Yes |  |  |  | #N/A |  |  | 16527C1 | E5129 | 16527
16540C1 | 16540C | STREET GLASTONBURY ROAD OPP.30 CSO | 16540 | CSO |  | West | ST4860337195 | 348603 | 137195 | Gravity | Storm overflow | 26 |  | D | 15 minute | Battery-powered | 2022-02-10 | AMP7 | N | 250 | 225 | E5607 | waste2 | N/A | N/A | N/A | N/A | N/A | N/A |  | Y | 16540 | Road |  | Outside Chamber | Box | Yes |  |  |  | Newly added |  |  | 16540C1 | #N/A | #N/A
16541C1 | 16541C | STREET STRODE ROAD ALLOTMENTS | 16541 | CSO |  | West | ST4920636785 | 349206 | 136785 | Gravity | Storm overflow | 18 |  | D | 2 minute | Battery-powered | 2021-11-10 | AMP7 | N | 550 | 495 | E5608 | waste2 | N/A | N/A | N/A | N/A | N/A | N/A |  | Y | 16541 | Off-road | Grass | Outside Chamber | Box | Yes |  |  | Text wrong spill level in PRISM | Newly added |  |  | 16541C1 | #N/A | #N/A
16543C1 | 16543C | WELLS PRIORY HOSPITAL REAR GARDEN CSO | 16543 | CSO |  | West | ST5426145259 | 354261 | 145259 | Gravity | Storm overflow | 390 |  | A | 2 minute | Battery-powered | 2018-03-06 | AMP6 | N | 800 | 720 | E5128 | waste2 | N/A | N/A | N/A | N/A | N/A | N/A |  | Y | 16543 | Off-road | Grass | In chamber |  | Yes |  |  |  | #N/A |  |  | 16543C1 | E5128 | 16543
16544C1 | 16544C | WELLS WOOKEY HOLE, KENNEL BATCH/ HIGH ST CSO | 16544 | CSO |  | West | ST5318147690 | 353181 | 147690 | Gravity | Storm overflow | 10.5 |  | D | 2 minute | Battery-powered | 2022-01-18 | AMP7 | N | 330 | 297 | E5602 | waste2 | N/A | N/A | N/A | N/A | N/A | N/A |  | Y | 16544 | Road |  | Outside Chamber | Box | Yes |  |  | Not set up on PRISM | Newly added |  |  | 16544C1 | #N/A | #N/A
16546C1 | 16546C | RODE BARROW FARM DETENTION TANK | 16546 | CSO |  | West | ST8027554198 | 380275 | 154198 | Gravity | Storm overflow | 55 |  | C | 15 minute | Battery-powered | 2018-02-01 | AMP6 | N | 860 | 774 | E10066 | waste2 | N/A | N/A | N/A | N/A | N/A | N/A |  | Y | 16546 | Off-road |  | Outside Chamber | Box | Yes |  |  |  | #N/A |  |  | 16546C1 | E10066 | 16546
16550C1 | 16550C | GILLINGHAM QUEEN STREET CSO | 16550 | CSO |  | South | ST8071626659 | 380716 | 126659 | Gravity | Storm overflow | 91.7 |  | D | 15 minute | Battery-powered | 2020-11-04 12:45 | AMP7 | N | 1370 | 1233 | E5513 | waste2 | N/A | N/A | N/A | N/A | N/A | N/A |  | Y | 16550 | Off-road |  | In chamber |  | Yes |  |  |  | 16550 |  |  | 16550C1 | #N/A | #N/A
16551C1 | 16551C | SHAFTESBURY HOLLYROOD FARM CSO | 16551 | CSO |  | South | ST8616422028 | 386164 | 122028 | Gravity | Storm overflow | 304 |  | C | 15 minute | Battery-powered | 2018-01-25 | AMP7 | N | 930 | 837 | E5059 | waste2 | N/A | N/A | N/A | N/A | N/A | N/A |  | Y | 16551 | Off-road | Grass | Outside Chamber | Box | Yes |  |  |  | 16551 |  |  | 16551C1 | E5059 | 16551
16552C1 | 16552C | STURMINSTER NEWTON BULL INN CSO | 16552 | CSO |  | South | ST7854213572 | 378542 | 113572 | Gravity | Storm overflow | 11.2 |  | D | 2 minute | Battery-powered | 2020-02-11 16:59 | AMP7 | N | 880 | 792 | E5452 | waste2 | N/A | N/A | N/A | N/A | N/A | N/A |  | Y | 16552 | Off-road |  | Outside Chamber | Box | Yes |  |  |  | 16552 |  |  | 16552C1 | #N/A | #N/A
16555C1 | 16555C | FRAMPTON COTTERELL BRIDGE WAY CSO | 16555 | CSO |  | North | ST6680281844 | 366802 | 181844 | Gravity | Storm overflow | 53 |  | A | 2 minute | Mains-powered | 2017-08-05 | AMP6 | N | 250 | 225 | E29191 | waste | B38924 | waste | B38925 | waste | B38926 | waste |  | N | - | - | - | - | - | - | - |  |  | #N/A |  |  | 16555C1 | E29191 | 16555
16556C1 | 16556C | FRAMPTON COTTERELL STPETERS CHURCH CSO | 16556 | CSO |  | North | ST6672481972 | 366724 | 181972 | Gravity | Storm overflow | 15 |  | A | 2 minute | Mains-powered | 2016-04-18 | AMP6 | N | 260 | 234 | E11418 | waste | B24434 | waste | N/A | waste | N/A | waste |  | N | - | - | - | - | - | - | - |  |  | #N/A |  |  | 16556C1 | E11418 | 16556
16557C1 | 16557C | FRAMPTON COTTERELL CLYDE RD CSO | 16557 | CSO |  | North | ST6672281679 | 366722 | 181679 | Gravity | Storm overflow | 44 |  | A | 2 minute | Battery-powered | 2018-05-30 | AMP6 | N | 670 | 603 | E21036 | waste2 | N/A | N/A | N/A | N/A | N/A | N/A |  | Y | 16557 | Road |  | Outside Chamber | Bollard | No | Deep |  |  | #N/A |  |  | 16557C1 | E21036 | 16557
16558C1 | 16558C | FRAMPTON COTTERELL RECT RD CSO | 16558 | CSO |  | North | ST6643481820 | 366434 | 181820 | Gravity | Storm overflow | 15 |  | A | 2 minute | Battery-powered | 2018-02-08 | AMP6 | N | 525 | 473 | E1296 | waste2 | N/A | N/A | N/A | N/A | N/A | N/A |  | Y | 16558 | Road |  | Outside Chamber | Box | Yes |  |  |  | #N/A |  |  | 16558C1 | E1296 | 16558
16559C1 | 16559C | BRISTOL PUCKLECHURCH FELTHAM ROAD CSO | 16559 | CSO |  | North | ST7030376454 | 370303 | 176454 | Gravity | Storm overflow | 23 |  | C | 15 minute | Mains-powered | 2018-01-09 | AMP6 | N | 1421 | 1279 | E29701 | waste | B57660 | waste | B57655 | waste | B57677 | waste |  | N | - | - | - | - | - | - | - |  |  | #N/A |  |  | 16559C1 | E29701 | 16559
16561C1 | 16561C | FRAMPTON COTTERELL WINTERBOURNE WATLEYS END CSO | 16561 | CSO |  | North | ST6605681079 | 366056 | 181079 | Gravity | Storm overflow | 26 |  | A | 2 minute | Battery-powered | 2018-02-08 | AMP6 | N | 585 | 526 | E5002 | waste2 | N/A | N/A | N/A | N/A | N/A | N/A |  | Y | 16561 | Off-road |  | Outside Chamber | Box | No |  |  |  | #N/A |  |  | 16561C1 | E5002 | 16561
16562C1 | 16562C | FRAMPTON COTTERELL WESTEND N/GALES BDG CSO | 16562 | CSO |  | North | ST6626281349 | 366262 | 181349 | Gravity | Storm overflow | 12 |  | A | 2 minute | Battery-powered | 2018-02-21 | AMP6 | N | 160 | 144 | E5050 | waste2 | N/A | N/A | N/A | N/A | N/A | N/A |  | Y | 16562 | Off-road |  | Outside Chamber | Box | Yes |  |  |  | #N/A |  |  | 16562C1 | E5050 | 16562
16564C1 | 16564C | CHIPPENHAM - BRISTOL ROAD | 16564 | CSO |  | North | ST9114573909 | 391145 | 173909 | Gravity | Storm overflow | 53 |  | D | 15 minute | Battery-powered | 2023-01-11 | AMP7 | N | 760 | 684 | E5674 | waste2 | N/A | N/A | N/A | N/A | N/A | N/A |  | Y | 16564 | Road |  | Outside Chamber | Box | Yes |  |  | Wrong spill level in PRISM | Newly added |  |  | 16564C1 | #N/A | #N/A
16566C1 | 16566C | CALNE OXFORD RD/ WOOD ST CSO | 16566 | CSO |  | North | ST9974271251 | 399742 | 171251 | Gravity | Storm overflow | 70 |  | B | 15 minute | Battery-powered | 2018-09-24 | AMP6 | N | 600 | 540 | E5295 | waste2 | N/A | N/A | N/A | N/A | N/A | N/A |  | Y | 16566 | Road |  | Outside Chamber | Box | Yes | PTI |  |  | #N/A |  |  | 16566C1 | E5295 | 16566
16569C1 | 16569C | CHIPPENHAM COMMONS SLIP CSO | 16569 | CSO |  | North | ST9240873112 | 392408 | 173112 | Gravity | Storm overflow | 70 |  | A | 2 minute | Battery-powered | 2018-03-19 | AMP6 | N | 410 | 369 | E5140 | waste2 | N/A | N/A | N/A | N/A | N/A | N/A |  | Y | 16569 | Road |  | In chamber |  | Yes |  | 2024-07-01 | [1st Jul 24] EW: Corrected Spill and Pre-Spill Levels. | #N/A |  |  | 16569C1 | E5140 | 16569
16572C1 | 16572C | CHIPPENHAM - DALLAS ROAD | 16572 | CSO |  | North | ST9167673613 | 391676 | 173613 | Gravity | Storm overflow | 45 |  | C | 15 minute | Battery-powered | 2022-10-25 | AMP7 | N | 550 | 495 | E5656 | waste2 | N/A | N/A | N/A | N/A | N/A | N/A |  | Y | 16572 | Off-road | Garden | Outside Chamber | Box | Yes |  |  | Wrong spill level in PRISM | Newly added |  |  | 16572C1 | #N/A | #N/A
16574C1 | 16574C | MALMESBURY DARK/FOXLEY LN CSO | 16574 | CSO |  | North | ST9284287312 | 392842 | 187312 | Gravity | Storm overflow | 18 |  | B | 15 minute | Battery-powered | 2018-10-12 | AMP6 | N | 560 | 504 | E5349 | waste2 | N/A | N/A | N/A | N/A | N/A | N/A |  | Y | 16574 | Road |  | Outside Chamber | Box | Yes |  |  |  | #N/A |  |  | 16574C1 | E5349 | 16574
16575C1 | 16575C | BRINKWORTH - FOUL SEW O/F | 16575 | CSO |  | North | SU0236785469 | 402367 | 185469 | Gravity | Storm overflow | 26.3 |  | D | 2 minute | Battery-powered | 2020-02-20 09:21 | AMP7 | N | 205 | 185 | E1407 | waste2 | N/A | N/A | N/A | N/A | N/A | N/A |  | Y | 16575 | Off-road | Grass | Outside Chamber | Box | Yes |  |  |  | 16575 |  |  | 16575C1 | E1407 | 16575
16577C1 | 16577C | CHIPPENHAM GASTONS RD / AUDLEY RD CSO | 16577 | CSO |  | North | ST9136273695 | 391362 | 173695 | Gravity | Storm overflow | 29 |  | C | 15 minute | Mains-powered | 2019-07-01 | AMP6 | N | 288 | 259 | E24491 | waste | B42424 | waste | B42426 | waste | B42427 | waste |  | N | - | - | - | - | - | - | - |  |  | #N/A |  |  | 16577C1 | E24491 | 16577
16579C1 | 16579C | MALMESBURY HARPERS LANE CSO | 16579 | CSO |  | North | ST9294287309 | 392942 | 187309 | Gravity | Storm overflow | 60 |  | A | 2 minute | Battery-powered | 2018-10-04 | AMP6 | N | 305 | 275 | E5250 | waste2 | N/A | N/A | N/A | N/A | N/A | N/A |  | Y | 16579 | Off-road |  | Outside Chamber | Bollard | Yes | PTI |  |  | #N/A |  |  | 16579C1 | E5250 | 16579
16582C1 | 16582C | CHIPPENHAM - No. 16 LONG CLOSE | 16582 | CSO |  | North | ST9271772713 | 392717 | 172713 | Gravity | Storm overflow | 33.6 |  | D | 15 minute | Battery-powered | 2021-02-26 10:19 | AMP7 | N | 750 | 675 | E5543 | waste2 | N/A | N/A | N/A | N/A | N/A | N/A |  | Y | 16582 | Off-road | Garden | Outside Chamber | Box | Yes | PTI |  |  | 16582 |  |  | 16582C1 | E5543 | 16582
16583C1 | 16583C | MALMESBURY LOWER HIGH ST CSO | 16583 | CSO |  | North | ST9351286920 | 393512 | 186920 | Gravity | Storm overflow | 30 |  | B | 15 minute | Battery-powered | 2018-03-26 | AMP6 | N | 340 | 306 | E1306 | waste2 | N/A | N/A | N/A | N/A | N/A | N/A |  | Y | 16583 | Off-road | Grass | Outside Chamber | Box | Yes |  |  |  | #N/A |  |  | 16583C1 | E1306 | 16583
16585C1 | 16585C | CALNE MARDEN HSE CULV REAR CSO | 16585 | CSO |  | North | ST9972170774 | 399721 | 170774 | Gravity | Storm overflow | 126 |  | A | 2 minute | Battery-powered | 2018-01-31 | AMP6 | N | 600 | 540 | E1316 | waste2 | N/A | N/A | N/A | N/A | N/A | N/A |  | Y | 16585 | Off-road | Grass | Outside Chamber | Box | No | Deep |  |  | #N/A |  |  | 16585C1 | E1316 | 16585
16587C1 | 16587C | CHIPPENHAM MONKTON PK OFF CSO | 16587 | CSO |  | North | ST9209373550 | 392093 | 173550 | Gravity | Storm overflow | 56 |  | B | 15 minute | Battery-powered | 2018-09-18 | AMP6 | N | 580 | 522 | E5251 | waste2 | N/A | N/A | N/A | N/A | N/A | N/A |  | Y | 16587 | Off-road | Grass | In chamber |  | Yes |  |  |  | #N/A |  |  | 16587C1 | E5251 | 16587
16588C1 | 16588C | CALNE - MOSSES MILL 2 | 16588 | CSO |  | North | ST9877170735 | 398771 | 170735 | Gravity | Storm overflow | 107 |  | D | 2 minute | Battery-powered | 2023-02-06 | AMP7 | N | 540 | 486 | E5692 | waste2 | N/A | N/A | N/A | N/A | N/A | N/A |  | Y | 16588 | Off-road | Grass | Outside Chamber | Box | Unknown |  |  | Wrong spill level in PRISM | Newly added |  |  | 16588C1 | #N/A | #N/A
16589C1 | 16589C | ROYAL WOOTTON BASS NR WRC CSO | 16589 | CSO |  | North | SU0726081496 | 407260 | 181496 | Gravity | Storm overflow | 110 |  | A | 2 minute | Battery-powered | 2018-02-19 | AMP6 | N | 470 | 423 | E1326 | waste2 | N/A | N/A | N/A | N/A | N/A | N/A |  | Y | 16589 | Off-road |  | Outside Chamber | Box | No |  |  |  | #N/A |  |  | 16589C1 | E1326 | 16589
16590C1 | 16590C | CALNE BANK RIVER MARDEN SOUTH MARDEN HOUSE NEW ROAD | 16590 | CSO |  | North | ST9967470741 | 399674 | 170741 | Gravity | Storm overflow | 223 |  | D | 2 minute | Battery-powered | 2022-10-31 | AMP7 | N | 1350 | 1215 | E5675 | waste2 | N/A | N/A | N/A | N/A | N/A | N/A |  | Y | 16590 | Off-road | Woods | Outside Chamber | Box | Yes | PTI |  | Wrong spill level in PRISM | Newly added |  |  | 16590C1 | #N/A | #N/A
16592C1 | 16592C | ROYAL WOOTTON BASSETT NEW ROAD SPS | 16592 | SPS |  | North | SU0658582049 | 406585 | 182049 | Gravity | Storm overflow | N/A |  | D | 15 minute | Mains-powered | 2021-08-13 | AMP7 | N | 8350 | 7515 | E6471 | waste2 | B6565 | waste2 | B6564 | waste2 | B6562 | waste2 |  | N | - | - | - | - | - | - | - |  |  | 16592 |  |  | 16592C1 | E6471 | 16592
16594C1 | 16594C | MALMESBURY PARK RD CSO | 16594 | CSO |  | North | ST9273187797 | 392731 | 187797 | Gravity | Storm overflow | 27 |  | A | 2 minute | Battery-powered | 2018-02-13 | AMP6 | N | 340 | 288 | E1336 | waste2 | N/A | N/A | N/A | N/A | N/A | N/A |  | Y | 16594 | Off-road | Pavement | Outside Chamber | Box | No |  |  |  | #N/A |  |  | 16594C1 | E1336 | 16594
16596C1 | 16596C | CALNE QUEMERFORD BRIDGE CSO | 16596 | CSO |  | North | SU0065969801 | 400659 | 169801 | Gravity | Storm overflow | 8 |  | A | 2 minute | Battery-powered | 2018-01-31 | AMP6 | N | 540 | 486 | E1346 | waste2 | N/A | N/A | N/A | N/A | N/A | N/A |  | Y | 16596 | Off-road | Garden | Outside Chamber | Box | Yes |  |  |  | #N/A |  |  | 16596C1 | E1346 | 16596
16601C1 | 16601C | CALNE STRAND/CHURCH ST CSO | 16601 | CSO |  | North | ST9972970984 | 399729 | 170984 | Gravity | Storm overflow | 49 |  | B | 15 minute | Battery-powered | 2019-02-18 | AMP6 | N | 635 | 572 | E5291 | waste2 | N/A | N/A | N/A | N/A | N/A | N/A |  | Y | 16601 | Road |  | Outside Chamber | Box | Yes |  |  |  | #N/A |  |  | 16601C1 | E5291 | 16601
16603C1 | 16603C | CHIPPENHAM THE IVY CSO | 16603 | CSO |  | North | ST9165173100 | 391651 | 173100 | Gravity | Storm overflow | 374 |  | B | 15 minute | Battery-powered | 2018-08-16 | AMP6 | N | 920 | 828 | E5278 | waste2 | N/A | N/A | N/A | N/A | N/A | N/A |  | Y | 16603 | Road |  | Outside Chamber | Box | No |  |  |  | #N/A |  |  | 16603C1 | E5278 | 16603
16604C1 | 16604C | SHERSTON THE TARTARS CSO | 16604 | CSO |  | North | ST8561785790 | 385617 | 185790 | Gravity | Storm overflow | 30 |  | A | 2 minute | Battery-powered | 2018-02-14 | AMP6 | N | 290 | 261 | E5019 | waste2 | N/A | N/A | N/A | N/A | N/A | N/A |  | Y | 16604 | Off-road | Grass | In chamber |  | Yes |  |  |  | #N/A |  |  | 16604C1 | E5019 | 16604
16605C1 | 16605C | BOX VALENS TERRACE CSO | 16605 | CSO |  | North | ST8237568701 | 382375 | 168701 | Gravity | Storm overflow | 26.5 |  | A | 2 minute | Battery-powered | 2018-02-15 | AMP6 | N | 710 | 639 | E1356 | waste2 | N/A | N/A | N/A | N/A | N/A | N/A |  | Y | 16605 | Off-road | Grass | Outside Chamber | Box | No | Deep |  |  | #N/A |  |  | 16605C1 | E1356 | 16605
16606C1 | 16606C | CHIPPENHAM - WOOD LANE | 16606 | CSO |  | North | ST9243472711 | 392434 | 172711 | Gravity | Storm overflow | 21 |  | D | 15 minute | Battery-powered | 2023-01-24 | AMP7 | N | 640 | 576 | E5676 | waste2 | N/A | N/A | N/A | N/A | N/A | N/A |  | Y | 16606 | Road |  | Outside Chamber | Box | Yes |  |  | Wrong spill level in PRISM | Newly added |  |  | 16606C1 | E5676 | #N/A
16608C1 | 16608C | MALMESBURY PARLIAMENT ROW CSO | 16608 | CSO |  | North | ST9353286762 |  |  | Gravity | Storm overflow | 31 |  | Unknown | 15 minute | Battery-powered | 2022-02-09 | AMP7 | N | 255 | 230 | E5580 | waste2 | N/A | N/A | N/A | N/A | N/A | N/A |  | Y | 16608 | Road |  | Outside Chamber | Box | Yes |  |  | Wrong spill level in PRISM | Newly added |  |  | 16608C1 | #N/A | #N/A
16609C1 | 16609C | CALNE MOSSES MILL 1 CSO | 16609 | CSO |  | North | ST9877470744 | 398774 | 170744 | Gravity | Storm overflow | 104 |  | D | 2 minute | Battery-powered | 2023-02-06 | AMP7 | N | 600 | 540 | E5693 | waste2 | N/A | N/A | N/A | N/A | N/A | N/A |  | Y | 16609 | Off-road | Grass | Outside Chamber | Box | Unknown |  | 2024-05-29 | Wrong spill level in PRISM [29th May 24] EW: Updated Spill and Pre-Spill Levels. | Newly added |  |  | 16609C1 | #N/A | #N/A
16611C1 | 16611C | CALNE MARKET HILL / STRAND | 16611 | CSO |  | North | ST9971771060 | 399717 | 171060 | Gravity | Storm overflow | 200 |  | D | 2 minute | Battery-powered | 2023-01-11 | AMP7 | N | 645 | 580 | E6199 | waste2 | N/A | N/A | N/A | N/A | N/A | N/A |  | Y | 16611 | Road |  | Outside Chamber | Box | Yes | PTI |  | Wrong spill level in PRISM | Newly added |  |  | 16611C1 | #N/A | #N/A
16613C1 | 16613C | POOLE STANLEY GREEN RD CSO | 16613 | CSO |  | South | SZ0106892128 | 401068 | 92128 | Gravity | Storm overflow | 11 |  | D | 15 minute | Mains-powered | 2016-03-31 | AMP6 | N | 220 | 198 | E29094 | waste | B53316 | waste | N/A | waste | N/A | waste |  | N | - | - | - | - | - | - | - |  |  | #N/A |  |  | 16613C1 | E29094 | 16613
16614X1 | 16614X | POOLE WIMBORNE ROAD CSO | 16614 | CSO |  | South | SZ0107593249 | 401075 | 93249 | Gravity | Storm Overflow | N/A |  | Unknown | 2 minute | Battery-Powered | 2022-04-22 | AMP7 | N | 1290 | 1161 | E5626 | waste2 | N/A | N/A | N/A | N/A | N/A | N/A |  | Y | 16614 | Off-road | Verge | Outside Chamber | Box | Yes |  |  |  | Newly added |  |  | Unpermitted | #N/A | #N/A
16615E1 | 15244E | POOLE, SANDBANKS RD R/O NO 344 EVENING HILL (ELGIN RD O/F 2) CSO | 16615 | SPS |  | South | SZ0352290654 | 403522 | 90654 | Gravity | EO | N/A |  | D | 2 minute | Mains-powered | 2017-03-31 | AMP6 | N | 975 | 878 | E13071 | waste | B818 | waste | B830 | waste | B829 | waste |  | N | - | - | - | - | - | - | - | 2024-10-03 | [14th Jul 22] EW: Spill Location is actually 16615 POOLE EVENING HILL CSO [28th Jun 24] EW: Changed Permit Reference. [3rd Oct 24] ET: corrected site id typo (from 16115 to 16615) | #N/A |  |  | 15244E1 | E13071 | 16615
16617C1 | 15706C | POOLE DELPH GARDENS SPS CSO | 16617 | CSO |  | South | SZ0123396908 | 401233 | 96908 | Gravity | EO | N/A |  | D | 15 minute | Battery-powered | 2020-11-10 14:51 | AMP7 | N | 1340 | 1206 | E5490 | waste2 | N/A | N/A | N/A | N/A | N/A | N/A |  | Y | 16617 | Road |  | Outside Chamber | Box | Yes |  | 2024-06-28 | Permit is for 15706 [13th Jun 24] EW: updated Spill and Pre-Spill Levels. [28th Jun 24] EW: Changed Permit Reference from 16617C to 15706C. | 16617 |  |  | Covering 15706 | E5490 | Fine
16627B1 | 19541B | SWANAGE THE SQUARE 1 | 16627 | CSO |  | South | SZ0319978716 | 403199 | 78716 | Gravity | Storm/ Emergency | 347 |  | A | 2 minute | Battery-powered | 2018-03-28 | AMP5 | N | 880 | 792 | E5148 | waste2 | N/A | N/A | N/A | N/A | N/A | N/A |  | Y | 16627 | Road |  | In chamber |  | Yes |  | 2024-06-28 | Permit is for 19541 [28th Jun 24] Changed Permit Reference from 16627B to 19541B. | #N/A | DONE |  | Covering 19541 | E5148 | 16627
16628A1 | 19541A | SWANAGE THE SQUARE 2 | 16627 | CSO |  | South | SZ0319978716 | 403199 | 78716 | Gravity | Storm/ Emergency | 347 |  | A | 2 minute | Battery-powered | 2018-03-28 | AMP5 | N | 330 | 297 | E5149 | waste2 | N/A | N/A | N/A | N/A | N/A | N/A |  | Y | 16628 | Off-road |  | In chamber |  | No | Deep | 2024-06-28 | Permit is for 19541 [28th Jun 24] Changed Permit Reference from 16628A to 19541A. | #N/A | DONE |  | Covering 19541 | E5149 | 16627
16632C1 | 16632C | WAREHAM ABBOTTS QUAY CSO | 16632 | CSO |  | South | SY9229987183 | 392299 | 87183 | Gravity | Storm overflow | 7 |  | A | 2 minute | Mains-powered | 2017-03-31 | AMP6 | N | 500 | 450 | E29154 | waste | B80151 | waste | B80152 | waste | B80153 | waste |  | N | - | - | - | - | - | - | - |  |  | #N/A |  |  | 16632C1 | E29154 | 16632
16640C1 | 16640C | WOOL STN RD IN VERGE CSO EDM | 16640 | CSO |  | South | SY8444286885 | 384442 | 86885 | Gravity | Storm overflow | 4 |  | C | 15 minute | Mains-powered | 2019-11-05 | AMP6 | N | 1368 | 1231 | E29074 | waste | B45634 | waste | B45633 | waste | B45640 | waste |  | N | - | - | - | - | - | - | - |  |  | #N/A |  |  | 16640C1 | E29074 | 16640
16641C1 | 16641C | SALISBURY C/HILL GRDN CSO | 16641 | CSO |  | South | SU1485929420 | 414859 | 129420 | Gravity | Storm overflow | 750 |  | D | 15 minute | Battery-powered | 2018-10-01 | AMP6 | N | 1160 | 1044 | E5114 | waste2 | N/A | N/A | N/A | N/A | N/A | N/A |  | Y | 16641 | Off-road | Grass | In chamber |  | No |  |  |  | #N/A |  |  | 16641C1 | E5114 | 16641
16643C1 | 16643C | SALISBURY - ENDLESS ST/SCOTS LANE CSO | 16643 | CSO |  | South | SU1447930239 | 414479 | 130239 | Gravity | Storm overflow | 13 |  | B | 15 minute | Mains-powered | 2019-04-10 | AMP6 | N | 60 | 54 | E29012 | waste | B25158 | waste | N/A | waste | B25159 | waste |  | N | - | - | - | - | - | - | - |  |  | #N/A |  |  | 16643C1 | E29012 | 16643
16646C1 | 16646C | SALISBURY - BRIDGE STREET/ HIGH STREET | 16646 | CSO |  | South | SU1429929932 | 414299 | 129932 | Gravity | Storm overflow | 48 |  | D | 15 minute | Battery-powered | 2022-03-30 | AMP7 | N | 430 | 387 | E5599 | waste2 | N/A | N/A | N/A | N/A | N/A | N/A |  | Y | 16646 | [8 empty] | Newly added |  |  | 16646C1 | #N/A | #N/A
16647C1 | 16647C | SALISBURY COLLEGE STREET CSO | 16647 | CSO |  | South | SU1485930438 | 414859 | 130438 |  | Storm Overflow | 75 |  |  |  |  | 2023-08-09 | AMP7 | N | 600 | 510 | E10018 | waste2 | N/A | N/A | N/A | N/A | N/A | N/A | [11 empty] | New to register but no install data |  |  | 16647C1 | #N/A | #N/A
16651C1 | 16651C | MERE WRC ADJ TO CSO | 16651 | CSO |  | South | ST8145831924 | 381458 | 131924 | Gravity | Storm overflow | 62 |  | A | 2 minute | Mains-powered | 2017-03-17 | AMP6 | N | 370 | 333 | E6200 | waste | B33017 | waste | B33018 | waste | B33019 | waste |  | N | - | - | - | - | - | - | - |  |  | #N/A |  |  | 16651C1 | E6200 | 16651
16652C1 | 14368C | MERE SHAFTESBURY RD CSO EDM | 16652 | CSO |  | South | ST8164631892 | 381646 | 131892 | Gravity | Storm overflow | 8 |  | B | 15 minute | Battery-powered | 2019-08-08 | AMP6 | N | 420 | 378 | E5347 | waste2 | N/A | N/A | N/A | N/A | N/A | N/A |  | Y | 16652 | Road |  | Outside Chamber | Box | Yes |  | 2024-06-28 | [28th Jun 24] EW: Changed Permit Reference from 16652C to 14368C. | #N/A |  |  | 16652C1 | E5347 | 16652
16653C1 | 16653C | MERE - ADJACENT TO EX-GARAGE (HAZZARD'S HILL) | 16653 | CSO |  | South | ST8153532492 | 381535 | 132492 | Gravity | Storm overflow | N/A |  | C | 15 minute | Battery-powered | 2022-02-16 | AMP7 | N | 1000 | 900 | E5600 | waste2 | N/A | N/A | N/A | N/A | N/A | N/A |  | Y | 16653 | Off-road | Garden | Outside Chamber | Box | Yes |  |  |  | Newly added |  |  | 16653C1 | E5600 | #N/A
16654C1 | 16654C | MERE - WHITE ROAD / HAZZARD HILL | 16654 | CSO |  | South | ST8155532478 | 381555 | 132478 | Gravity | Storm overflow | 17 |  | C | 15 minute | Battery-powered | 2020-07-09 09:54 | AMP7 | N | 815 | 734 | E5486 | waste2 | N/A | N/A | N/A | N/A | N/A | N/A |  | Y | 16654 | Road |  | Outside Chamber | Box | Yes |  |  |  | 16654 |  |  | 16654C1 | E5486 | #N/A
16655C1 | 16655C | TISBURY NADDER CLOSE CSO | 16655 | CSO |  | South | ST9460129290 | 394601 | 129290 | Gravity | Storm overflow | 20 |  | A | 2 minute | Mains-powered | 2018-03-17 | AMP6 | N | 265 | 239 | E22857 | waste | B38795 | waste | B38797 | waste | B38798 | waste |  | N | - | - | - | - | - | - | - |  |  | #N/A |  |  | 16655C1 | E22857 | 16655
16657C1 | 16657C | MAIDEN BRADLEY WRC ADJ CSO | 16657 | CSO |  | South | ST8069738618 | 380697 | 138618 | Gravity | Storm overflow | N/A |  | B | 15 minute | Battery-powered | 2019-10-03 | AMP6 | N | 210 | 189 | E5248 | waste2 | N/A | N/A | N/A | N/A | N/A | N/A |  | Y | 16657 | Off-road | Woods | In chamber |  | Yes |  |  |  | 16657 |  |  | 16657C1 | E5248 | 16657
16662C1 | 16662C | CANNINGTON MARSH LANE CSO | 16662 | CSO |  | West | ST2610139662 | 326101 | 139662 | Gravity | Storm overflow | 28 |  | D | 2 minute | Battery-powered | 2018-11-20 | AMP5 | N | 600 | 540 | E5392 | waste2 | N/A | N/A | N/A | N/A | N/A | N/A |  | Y | 16662 | Road |  | Outside Chamber | Bollard | Yes |  |  |  | #N/A | DONE |  | 16662C1 | E5392 | 16662
16664C1 | 16664C | CHEDDAR - HELLIER LANE/ LOWER NEW ROAD | 16664 | CSO |  | West | ST4523153394 | 345231 | 153394 | Gravity | Storm overflow | 30 |  | D | 15 minute | Battery-powered | 2020-11-09 10:19 | AMP7 | N | 1350 | 1215 | E5504 | waste2 | N/A | N/A | N/A | N/A | N/A | N/A |  | Y | 16664 | Off-road |  | In chamber |  | Yes |  |  |  | 16664 |  |  | 16664C1 | #N/A | #N/A
16665C1 | 15391C | W.ZOYLAND BROADSTONE CSO | 16665 | CSO |  | West | ST3477534867 | 334775 | 134867 | Gravity | Storm/ Emergency | N/A |  | B | 15 minute | Battery-powered | 2018-08-24 | AMP6 | N | 845 | 761 | E5322 | waste2 | N/A | N/A | N/A | N/A | N/A | N/A |  | Y | 16665 | Road |  | Outside Chamber | Box | Yes |  | 2024-06-28 | Permit is for 15391 [28th Jun 24] EW: Changed Permit Reference from B to C. Changed Permit Reference from 16665C to 15391C. | #N/A |  |  | Covering 15391 | E5322 | 16665
16666C1 | 16666C | COSSINGTON BROOKHAYES CSO | 16666 | CSO |  | West | ST3585240703 | 335852 | 140703 | Gravity | Storm overflow | 10 |  | C | 15 minute | Battery-powered | 2018-03-12 | AMP6 | N | 230 | 207 | E5137 | waste2 | N/A | N/A | N/A | N/A | N/A | N/A |  | Y | 16666 | Off-road | Grass | Outside Chamber | Bollard | Yes |  |  |  | #N/A |  |  | 16666C1 | E5137 | 16666
16670X1 | 16670X | CASTLE CARY TORBAY ROAD CSO | 16670 | CSO |  | West | ST6334332405 |  |  |  | Storm overflow | N/A |  |  |  |  | 2023-09-07 | AMP7 | N | [11 empty] | N | - | - | - | - | - | - | - |  | [MH: 13th April 2023] - No dates for installation but in AMP7 tracker. | 16670 |  | tick | Revoked | #N/A | #N/A
16671C1 | 16671C | CREWKERNE HENHAYES CSO | 16671 | CSO |  | West | ST4434309744 | 344343 | 109744 | Gravity | Storm overflow | 250 |  | C | 15 minute | Mains-powered | 2018-02-27 | AMP6 | N | 555 | 500 | E13553 | waste | B73780 | waste | B73775 | waste | B73776 | waste |  | N | - | - | - | - | - | - | - |  |  | #N/A |  |  | 16671C1 | E13553 | 16671
16673C1 | 16673C | ILMINSTER BREWERY LANE CSO | 16673 | CSO |  | West | ST3582414475 | 335824 | 114475 | Gravity | Storm overflow | 49 |  | C | 15 minute | Mains-powered | 2018-07-07 | AMP6 | N | 475 | 428 | E21468 | waste | B56449 | waste | B56450 | waste | B56451 | waste |  | N | - | - | - | - | - | - | - |  |  | #N/A |  |  | 16673C1 | E21468 | 16673
16674C1 | 16674C | ILMINSTER STATION ROAD 37 CSO | 16674 | CSO |  | West | ST3539114817 | 335391 | 114817 | Gravity | Storm overflow | 125 |  | B | 15 minute | Battery-powered | 2018-09-03 | AMP6 | N | 370 | 333 | E5269 | waste2 | N/A | N/A | N/A | N/A | N/A | N/A |  | Y | 16674 | Off-road | Garden | In chamber |  | Yes |  |  |  | #N/A |  |  | 16674C1 | E5269 | 16674
16677C1 | 16677C | STOKE-SUB-HAMDON - WINDSOR LANE | 16677 | CSO |  | West | ST4847117530 | 348471 | 117530 | Gravity | Storm overflow | 18 |  | D | 15 minute | Battery-powered | 2022-03-01 | AMP7 | N | 575 | 517 | E5616 | waste2 | N/A | N/A | N/A | N/A | N/A | N/A |  | Y | 16677 | Road |  | Outside Chamber | Box | Yes | PTI |  |  | Newly added |  |  | 16677C1 | E5616 | #N/A
16679C1 | 16679C | STOKE-SUB-HAMDON NORTH ST CSO | 16679 | CSO |  | West | ST4736817593 | 347368 | 117593 | Gravity | Storm overflow | 46 |  | B | 15 minute | Battery-powered | 2018-10-31 | AMP6 | N | 680 | 612 | E5310 | waste2 | N/A | N/A | N/A | N/A | N/A | N/A |  | Y | 16679 | Road |  | Outside Chamber | Bollard | Yes |  |  |  | #N/A |  |  | 16679C1 | E5310 | 16679
16680C1 | 16680C | MARTOCK Ct HOUSE WATER ST CSO | 16680 | CSO |  | West | ST4611619078 | 346116 | 119078 | Gravity | Storm overflow | N/A |  | B | 15 minute | Battery-powered | 2018-11-22 | AMP6 | N | 185 | 166 | E5318 | waste2 | N/A | N/A | N/A | N/A | N/A | N/A |  | Y | 16680 | Off-road | Pavement | Outside Chamber | Box | Yes |  |  |  | #N/A |  |  | 16680C1 | E5318 | 16680
16681C1 | 16681C | MARTOCK HURST 22 CSO | 16681 | CSO |  | West | ST4573418621 | 345734 | 118621 | Gravity | Storm overflow | 23 |  | B | 15 minute | Battery-powered | 2019-01-07 | AMP6 | N | 390 | 351 | E5317 | waste2 | N/A | N/A | N/A | N/A | N/A | N/A |  | Y | 16681 | Road |  | Outside Chamber | Box | Yes |  |  |  | #N/A |  |  | 16681C1 | E5317 | 16681
16684C1 | 16684C | YEOVIL COOPER MIL HENDFORD CSO | 16684 | CSO |  | West | ST5533415467 | 355334 | 115467 | Gravity | Storm overflow | 70 |  | A | 2 minute | Mains-powered | 2016-08-16 | AMP6 | N | 770 | 693 | E13626 | waste | B73992 | waste | B73991 | waste | B73994 | waste |  | N | - | - | - | - | - | - | - |  |  | #N/A |  |  | 16684C1 | E13626 | 16684
16685C1 | 16685C | YEOVIL - GOLDCROFT | 16685 | CSO |  | West | ST5593116253 | 355931 | 116253 | Gravity | Storm overflow | N/A |  | C | 15 minute | Battery-powered | 2022-02-24 | AMP7 | N | 300 | 270 | E5617 | waste2 | N/A | N/A | N/A | N/A | N/A | N/A |  | Y | 16685 | Road |  | Outside Chamber | Box | Yes |  |  |  | Newly added |  |  | 16685C1 | #N/A | #N/A
16689C1 | 16689C | YEOVIL WYNDHAM HILL CSO | 16689 | CSO |  | West | ST5637616014 |  |  | Gravity | Storm overflow | 615 |  | D | 2 minute | Battery-powered | 2022-03-21 | AMP7 | N | 1065 | 959 | E5618 | waste2 | N/A | N/A | N/A | N/A | N/A | N/A |  | Y | 16689 | Off-road | Grass | Outside Chamber | Box | No | Deep |  |  | Newly added |  | tick | 16689C1 | #N/A | #N/A
16690C1 | 16690C | YEOVIL PRESTON GROVE NO2 CSO | 16690 | CSO |  | West | ST5490316002 | 354903 | 116002 | Gravity | Storm overflow | 148 |  | B | 15 minute | Battery-powered | 2019-02-06 | AMP6 | N | 600 | 540 | E5352 | waste2 | N/A | N/A | N/A | N/A | N/A | N/A |  | Y | 16690 | Road |  | Outside Chamber | Box | Yes |  |  |  | #N/A |  |  | 16690C1 | E5352 | 16690
16691C1 | 16691C | HORSEY LANE YEOVIL CSO | 16691 | CSO |  | West | ST5509815640 | 355098 | 115640 | Gravity | Storm overflow | 84 |  | A | 2 minute | Mains-powered | 2017-06-18 | AMP6 | N | 1107 | 996.3 | E14477 | waste | B78787 | waste | N/A | waste | N/A | waste |  | N | - | - | - | - | - | - | - |  |  | #N/A |  |  | 16691C1 | E14477 | 16691
16692C1 | 15310C | ALLER CSO | 16692 | CSO |  | West | ST3974129201 | 339741 | 129201 | Gravity | Storm/ Emergency | N/A |  | B | 15 minute | Battery-powered | 2018-09-30 | AMP6 | N | 585 | 526 | E5321 | waste2 | N/A | N/A | N/A | N/A | N/A | N/A |  | Y | 16692 | Road |  | Outside Chamber | Bollard | Yes | PTI | 2024-06-28 | Permit is for 15310 [28th Jun 24] EW: Changed Permit Reference from B to C. Changed Permit Reference from 16692C to 15310C. | #N/A |  |  | Covering 15310 | E5321 | 16692
16693C1 | 15278C | LONG SUTTON BACK STREET CSO | 16693 | CSO |  | West | ST4671225376 | 346712 | 125376 | Gravity | Storm overflow | 3 |  | A | 2 minute | Mains-powered | 2017-03-21 | AMP6 | N | 1970 | 1773 | E17838 | waste | B17035 | waste | N/A | waste | B17040 | waste |  | N | - | - | - | - | - | - | - | 2024-06-28 | [28th Jun 24] EW: Changed Permit Reference | #N/A |  |  | 16693C1 | E17838 | 16693
16697C1 | 16697C | EAST COKER MOOR LANE CSO | 16697 | CSO |  | West | ST5396312878 | 353963 | 112878 | Gravity | Storm overflow | 49.6 |  | C | 15 minute | Battery-powered | 2019-10-17 15:35 | AMP7 | N | 190 | 171 | E5455 | waste2 | N/A | N/A | N/A | N/A | N/A | N/A |  | Y | 16697 | Off-road | Grass | Outside Chamber | Box | Yes |  |  |  | 16697 |  |  | 16697C1 | #N/A | #N/A
16705C1 | 16705C | NORTH PERROTT OLD WRC SITE CSO | 16705 | CSO |  | West | ST4760110185 | 347601 | 110185 | Gravity | Storm overflow | 10 |  | B | 15 minute | Mains-powered | 2017-03-21 | AMP6 | N | 595 | 536 | E8460 | waste | B97716 | waste | B97717 | waste | B97718 | waste |  | N | - | - | - | - | - | - | - |  |  | #N/A |  |  | 16705C1 | E8460 | 16705
16707C1 | 16707C | QUEEN CAMEL MILDMAY CSO | 16707 | CSO |  | West | ST5961025016 | 359610 | 125016 | Gravity | Storm overflow | 57 |  | A | 2 minute | Battery-powered | 2018-03-06 | AMP6 | N | 300 | 270 | E5109 | waste2 | N/A | N/A | N/A | N/A | N/A | N/A |  | Y | 16707 | Off-road | Garden | In chamber |  | Yes |  |  |  | #N/A |  |  | 16707C1 | E5109 | 16707
16708C1 | 16708C | TEMPLECOMBE-Templrs Ret' CSO | 16708 | CSO |  | West | ST7099822592 | 370998 | 122592 | Gravity | Storm overflow | 50 |  | B | 15 minute | Battery-powered | 2018-10-31 | AMP6 | N | 280 | 252 | E5268 | waste2 | N/A | N/A | N/A | N/A | N/A | N/A |  | Y | 16708 | Off-road | Car Park | In chamber |  | Yes |  |  |  | #N/A |  |  | 16708C1 | E5268 | 16708
16709C1 | 16709C | LANGPORT SOMERTON ROAD CSO | 16709 | CSO |  | West | ST4231127293 | 342311 | 127293 | Gravity | Storm overflow | 19.5 |  | B | 15 minute | Battery-powered | 2018-09-05 | AMP6 | N | 310 | 279 | E5312 | waste2 | N/A | N/A | N/A | N/A | N/A | N/A |  | Y | 16709 | Road |  | Outside Chamber | Box | Yes |  |  |  | #N/A |  |  | 16709C1 | E5312 | 16709
16710C1 | 16710C | STOKESUBHAMDON QUEENS CRES CSO | 16710 | CSO |  | West | ST4751417970 | 347514 | 117970 | Gravity | Storm overflow | 41 |  | B | 15 minute | Battery-powered | 2019-03-04 | AMP6 | N | 550 | 495 | E5267 | waste2 | N/A | N/A | N/A | N/A | N/A | N/A |  | Y | 16710 | Off-road | Grass | In chamber |  | Yes |  |  |  | #N/A |  |  | 16710C1 | E5267 | 16710
16711C1 | 15314C | UPTON BRIDGE COTTAGE O/S | 16711 | CSO |  | West | ST4587626283 | 345876 | 126283 | Gravity | Storm overflow | 3 |  | B | 15 minute | Battery-powered | 2018-07-07 | AMP6 | N | 670 | 603 | E5319 | waste2 | N/A | N/A | N/A | N/A | N/A | N/A |  | Y | 16711 | Road |  | Outside Chamber | Box | Yes |  | 2024-06-28 | [7th Feb 24] EW: Spill Level updated. [28th Jun 24] EW: Changed Permit Reference | #N/A |  |  | 16711C1 | E5319 | 16711
16716C1 | 16716C | WINCANTON BENNET FIELD CSO | 16716 | CSO |  | West | ST7108127907 | 371081 | 127907 | Gravity | Storm overflow | 109.4 |  | A | 2 minute | Mains-powered | 2017-03-29 | AMP6 | N | 340 | 306 | E11824 | waste | B811 | waste | B813 | waste | B812 | waste |  | N | - | - | - | - | - | - | - |  |  | #N/A |  |  | 16716C1 | E11824 | 16716
16717C1 | 16717C | WINCANTON - MOOR LANE | 16717 | CSO |  | West | ST7130228063 | 371302 | 128063 | Gravity | Storm overflow | 36 |  | D | 15 minute | Battery-powered | 2022-02-03 | AMP7 | N | 530 | 477 | E5603 | waste2 | N/A | N/A | N/A | N/A | N/A | N/A |  | Y | 16717 | Off-road | Footpath | Outside Chamber | Box | Yes |  |  |  | Newly added |  |  | 16717C1 | #N/A | #N/A
16720S1 | 16720S | CURRY RIVAL STORM OF | 16720 | CSO |  | West | ST3962624727 | 339626 | 124727 | Gravity | Settled storm overflow | 40 |  | A | 2 minute | Mains-powered | 2019-03-13 | AMP6 | N | 1370 | 1233 | E1781 | waste | B12878 | waste | B12877 | waste | B12881 | waste |  | N | - | - | - | - | - | - | - |  |  | #N/A |  |  | 16720S1 | #N/A | #N/A
16722C1 | 16722C | WOTTON U EDGE BRICKFIELDS CSO | 16722 | CSO |  | North | ST7580092588 | 375800 | 192588 | Gravity | Storm overflow | 65 |  | B | 15 minute | Battery-powered | 2018-12-18 | AMP6 | N | 425 | 383 | E5241 | waste2 | N/A | N/A | N/A | N/A | N/A | N/A |  | Y | 16722 | Off-road | Grass | In chamber |  | No |  |  |  | #N/A |  |  | 16722C1 | E5241 | 16722
16723C1 | 16723C | WOTTON UNDER EDGE HACKMILL CSO | 16723 | CSO |  | North | ST7590392828 | 375903 | 192828 | Gravity | Storm overflow | 50 |  | B | 15 minute | Mains-powered | 2019-04-03 | AMP6 | N | 1360 | 1224 | E17494 | waste | B10513 | waste | B10515 | waste | B10514 | waste |  | N | - | - | - | - | - | - | - |  |  | #N/A |  |  | 16723C1 | E17494 | 16723
16725C1 | 16725C | WOTTON UNDER EDGE WATER LN CSO | 16725 | CSO |  | North | ST7592793130 | 375927 | 193130 | Gravity | Storm overflow | 80 |  | B | 15 minute | Battery-powered | 2018-01-26 | AMP6 | N | 160 | 144 | E1366 | waste2 | N/A | N/A | N/A | N/A | N/A | N/A |  | Y | 16725 | Off-road | Garden | Outside Chamber | Box | Yes |  |  |  | #N/A |  |  | 16725C1 | E1366 | 16725
16726C1 | 16726C | WOTTON U EDGE OLD COACH YD CSO | 16726 | CSO |  | North | ST7595493221 | 375954 | 193221 | Gravity | Storm overflow | 60 |  | B | 15 minute | Battery-powered | 2019-10-08 | AMP6 | N | 220 | 198 | E5235 | waste2 | N/A | N/A | N/A | N/A | N/A | N/A |  | Y | 16726 | Off-road |  | In chamber |  | No |  |  |  | #N/A |  |  | 16726C1 | E5235 | 16726
16730C1 | 16730C | TAUNTON TRULL EASTBROOK CSO | 16730 | CSO |  | West | ST2179822067 | 321798 | 122067 | Gravity | Storm overflow | 62.5 |  | A | 2 minute | Battery-powered | 2018-03-05 | AMP6 | N | 425 | 382 | E5126 | waste2 | N/A | N/A | N/A | N/A | N/A | N/A |  | Y | 16730 | Off-road | Grass | In chamber |  | Yes |  |  |  | #N/A |  |  | 16730C1 | E5126 | 16730
16731C1 | 16731C | TAUNTON - GOOSENFORD | 16731 | CSO |  | West | ST2498227782 | 324982 | 127782 | Gravity | Storm overflow | 6.6 |  | D | 15 minute | Battery-powered | 2022-03-14 | AMP7 | N | 480 | 432 | E5609 | waste2 | N/A | N/A | N/A | N/A | N/A | N/A |  | Y | 16731 | Off-road | Garden | In chamber |  | Yes |  |  |  | Newly added |  |  | 16731C1 | #N/A | #N/A
16733C1 | 16733C | TAUNTON - MILL LANE CORFE NO.2 | 16733 | CSO |  | West | ST2327119670 | 323271 | 119670 | Gravity | Storm overflow | 24.1 |  | D | 15 minute | Battery-powered | 2022-01-19 | AMP7 | N | 400 | 360 | E5610 | waste2 | N/A | N/A | N/A | N/A | N/A | N/A |  | Y | 16733 | Off-road | Grass | Outside Chamber | Box | Yes |  |  |  | Newly added |  |  | 16733C1 | #N/A | #N/A
16738C1 | 16738C | WELLINGTON RELYON FACTORY ENTR CSO | 16738 | CSO |  | West | ST1333021218 | 313330 | 121218 | Gravity | Storm overflow | 510 |  | A | 2 minute | Battery-powered | 2018-03-05 | AMP6 | N | 1665 | 1498.5 | E5107 | waste2 | N/A | N/A | N/A | N/A | N/A | N/A |  | Y | 16738 | Off-road | Car Park | In chamber |  | Yes |  |  |  | #N/A |  |  | 16738C1 | E5107 | 16738
16744C1 | 16744C | CHEDDON FITZPAINE MAIDENBROOK LANE CSO | 16744 | CSO |  | West | ST2444627424 | 324446 | 127424 | Gravity | Storm overflow | 7 |  | A | 2 minute | Battery-powered | 2018-03-27 | AMP6 | N | 250 | 225 | E5120 | waste2 | N/A | N/A | N/A | N/A | N/A | N/A |  | Y | 16744 | Road |  | Outside Chamber | Box | Yes |  |  |  | #N/A |  |  | 16744C1 | E5120 | 16744
16746C1 | 16746C | MILVERTON HOUNDSMOOR LANE CSO | 16746 | CSO |  | West | ST1267225863 | 312672 | 125863 | Gravity | Storm overflow | 121 |  | B | 15 minute | Battery-powered | 2022-02-01 | AMP7 | N | 310 | 279 | E5613 | waste2 | N/A | N/A | N/A | N/A | N/A | N/A |  | Y | 16746 | Off-road | Gradd | Outside Chamber | Box | Yes |  |  |  | Newly added |  |  | 16746C1 | #N/A | #N/A
16748C1 | 14395C | HATCH BEAUCHAMP PALMERS GREEN CSO | 16748 | CSO |  | West | ST3064320042 | 330643 | 120042 | Gravity | Storm/ Emergency | N/A |  | B | 15 minute | Battery-powered | 2018-01-29 | AMP6 | N | 600 | 540 | E1376 | waste2 | N/A | N/A | N/A | N/A | N/A | N/A |  | Y | 16748 | Road |  | In chamber |  | Yes | PTI | 2024-06-28 | Permit is for 14395 [28th Jun 24] EW: Changed Permit Reference from B to C. Added Permit Reference for 14395. | #N/A |  |  | Covering 14395 | E1376 | 16748
16749C1 | 16749C | NORTH CURRY QUEENS SQUARE CSO | 16749 | CSO |  | West | ST3189625297 | 331896 | 125297 | Gravity | Storm overflow | 10 |  | B | 15 minute | Battery-powered | 2019-07-22 | AMP6 | N | 375 | 338 | E1386 | waste2 | N/A | N/A | N/A | N/A | N/A | N/A |  | Y | 16749 | Road |  | Outside Chamber | Box | Yes |  |  |  | #N/A |  |  | 16749C1 | E1386 | 16749
16750C1 | 16750C | N. CURRY GREENWAY CSO | 16750 | CSO |  | West | ST3185325119 | 331853 | 125119 | Gravity | Storm overflow | 56.2 |  | B | 15 minute | Battery-powered | 2018-10-11 | AMP6 | N | 935 | 841 | E5320 | waste2 | N/A | N/A | N/A | N/A | N/A | N/A |  | Y | 16750 | Road |  | Outside Chamber | Box | Yes |  |  |  | #N/A |  |  | 16750C1 | E5320 | 16750
16753C1 | 16753C | BATHEASTON COALPIT RD CSO | 16753 | CSO |  | North | ST7806167410 | 378061 | 167410 | Gravity | Storm overflow | 6 |  | B | 15 minute | Battery-powered | 2018-03-07 | AMP6 | N | 2175 | 1957 | E1396 | waste2 | N/A | N/A | N/A | N/A | N/A | N/A |  | Y | 16753 | Road |  | Outside Chamber | Box | No | Deep |  |  | #N/A |  |  | 16753C1 | E1396 | 16753
16755C1 | 16755C | BATHAMPTON M H K CSO | 16755 | CSO |  | North | ST7740766412 | 377407 | 166412 | Gravity | Storm overflow | 40 |  | B | 15 minute | Battery-powered | 2019-01-04 | AMP6 | N | 245 | 220 | E5254 | waste2 | N/A | N/A | N/A | N/A | N/A | N/A |  | Y | 16755 | Off-road |  | In chamber |  | Yes |  |  |  | #N/A |  |  | 16755C1 | E5254 | 16755
16757C1 | 16757C | BATHEASTON MILL HOUSE CSO | 16757 | CSO |  | North | ST7786567946 | 377865 | 67946 | Gravity | Storm overflow | N/A |  | B | 15 minute | Battery-powered | 2018-03-21 | AMP6 | N | 450 | 405 | E1406 | waste2 | N/A | N/A | N/A | N/A | N/A | N/A |  | Y | 16757 | Off-road | Drive | Outside Chamber | Box | Yes | Swing-arm fitted |  |  | #N/A |  |  | 16757C1 | E1406 | 16757
16758C1 | 16758C | BATHAMPTON MILL LANE CSO | 16758 | CSO |  | North | ST7756466819 | 377564 | 166819 | Gravity | Storm overflow | 28 |  | B | 15 minute | Battery-powered | 2018-09-26 | AMP6 | N | 1895 | 1706 | E5293 | waste2 | N/A | N/A | N/A | N/A | N/A | N/A |  | Y | 16758 | Road |  | Outside Chamber | Box | Yes |  |  |  | #N/A |  |  | 16758C1 | E5293 | 16758
16759C1 | 16759C | BATHFORD OSTLING LANE CSO | 16759 | CSO |  | North | ST7869066932 | 378690 | 166932 | Gravity | Storm overflow | 12 |  | A | 2 minute | Battery-powered | 2018-03-07 | AMP6 | N | 350 | 315 | E1416 | waste2 | N/A | N/A | N/A | N/A | N/A | N/A |  | Y | 16759 | Off-road | Grass | Outside Chamber | Box | No |  |  |  | #N/A |  |  | 16759C1 | E1416 | 16759
16760C1 | 16760C | SALTFORD O/S 46 HIGH ST CSO | 16760 | CSO |  | North | ST6864867434 | 368648 | 167434 | Gravity | Storm overflow | 24 |  | D | 15 minute | Battery-powered | 2018-03-19 | AMP6 | N | 340 | 306 | E5203 | waste2 | N/A | N/A | N/A | N/A | N/A | N/A |  | Y | 16760 | Road |  | In chamber |  | No |  |  |  | #N/A |  |  | 16760C1 | E5203 | 16760
16761C1 | 16761C | SALTFORD - WICKHOUSE FARM, BATH RD | 16761 | CSO |  | North | ST6764167467 | 367641 | 167467 | Gravity | Storm overflow | 90 |  | D | 15 minute | Battery-powered | 2023-01-30 | AMP7 | N | 540 | 486 | E6200 | waste2 | N/A | N/A | N/A | N/A | N/A | N/A |  | Y | 16761 | Off-road | Grass | Outside Chamber | Box | No |  |  |  | Newly added |  |  | 16761C1 | E6200 | #N/A
16762C1 | 16762C | SALTFORD SALTFORD HILL CSO | 16762 | CSO |  | North | ST6880366654 | 368803 | 166654 | Gravity | Storm overflow | 11 |  | D | 15 minute | Battery-powered | 2018-03-18 | AMP6 | N | 215 | 180 | E5093 | waste2 | N/A | N/A | N/A | N/A | N/A | N/A |  | Y | 16762 | Road |  | Outside Chamber | Box | No |  |  |  | #N/A |  |  | 16762C1 | E5093 | 16762
16763C1 | 16763C | KEYNSHAM ST LADOC/BRIST RD CSO | 16763 | CSO |  | North | ST6501668912 | 365016 | 168912 | Gravity | Storm overflow | 19 |  | B | 15 minute | Mains-powered | 2018-03-19 | AMP6 | N | 167 | 150 | E20513 | waste | B97610 | waste | B97609 | waste | B97613 | waste |  | N | - | - | - | - | - | - | - |  |  | #N/A |  |  | 16763C1 | E20513 | 16763
16764C1 | 16764C | RADSTOCK FROME ROAD CSO [Permit transferred] | 16764 | CSO |  | North | ST6918654836 | 369186 | 154836 | n/a | n/a | n/a |  | n/a | n/a | n/a | n/a | AMP6 | N | n/a | n/a | n/a | N/A | n/a | n/a | n/a | n/a | n/a | n/a | [10 empty] | Permit transferred from 16764 to 12168 in Nov 2021. | #N/A |  |  | FINE | #N/A | #N/A
16765C1 | 16765C | RADSTOCK WATERSIDE CSO | 16765 | CSO |  | North | ST6799853781 | 367998 | 153781 | Gravity | Storm overflow | 92 |  | A | 2 minute | Battery-powered | 2018-03-07 | AMP6 | N | 225 | 202 | E5111 | waste2 | N/A | N/A | N/A | N/A | N/A | N/A |  | Y | 16765 | Off-road | Grass | In chamber |  | Yes |  |  |  | #N/A |  |  | 16765C1 | E5111 | 16765
16766C1 | 16766C | RADSTOCK WATERLOO ROAD SO (DOWNSTREAM) | 16766 | CSO |  | North | ST6939955055 | 369399 | 155055 | Gravity | Storm overflow | N/A |  | D | 15 minute | Battery-powered | 2022-03-31 | AMP7 | N | 270 | 243 | E5627 | waste2 | N/A | N/A | N/A | N/A | N/A | N/A |  | Y | 16766 | Off-road | Drive | Outside Chamber | Box | Yes |  |  |  | Newly added |  | tick | 16766C1 | #N/A | #N/A
16768C1 | 16768C | MIDSOMER NORTON BERKELEY AV SO | 16768 | CSO |  | North | ST6642554702 | 366425 | 154702 | Gravity | Storm overflow | 20 |  | A | 2 minute | Battery-powered | 2018-01-08 | AMP6 | N | 165 | 148 | E5264 | waste2 | N/A | N/A | N/A | N/A | N/A | N/A |  | Y | 16768 | Off-road | Garden | In chamber |  | No |  |  |  | #N/A |  |  | 16768C1 | E5264 | 16768
16769C1 | 16769C | RADSTOCK KILMERSDON RD SYP CSO | 16769 | CSO |  | North | ST6892854581 | 368928 | 154581 | Gravity | Storm overflow | N/A |  | B | 15 minute | Battery-powered | 2018-09-19 | AMP6 | N | 210 | 189 | E5262 | waste2 | N/A | N/A | N/A | N/A | N/A | N/A |  | Y | 16769 | Off-road | Grass | In chamber |  | Yes |  |  |  | #N/A |  |  | 16769C1 | E5262 | 16769
16770C1 | 16770C | CAMERTON MH D19 (BRIDGE PLACE RD) CSO | 16770 | CSO |  | North | ST6824757855 | 368247 | 157855 | Gravity | Storm overflow | 99 |  | A | 2 minute | Battery-powered | 2018-04-23 | AMP6 | N | 590 | 531 | E5121 | waste2 | N/A | N/A | N/A | N/A | N/A | N/A |  | Y | 16770 | Off-road | Grass | Outside Chamber | Bollard | No |  |  |  | #N/A |  |  | 16770C1 | E5121 | 16770
16772C1 | 16772C | BATHEASTON GARDEN CSO | 16772 | CSO |  | North | ST7793367451 | 377933 | 167451 | Gravity | Storm overflow | 29 |  | B | 15 minute | Battery-powered | 2018-10-16 | AMP6 | N | 425 | 383 | E5252 | waste2 | N/A | N/A | N/A | N/A | N/A | N/A |  | Y | 16772 | Off-road |  | In chamber |  | Yes |  |  |  | #N/A |  |  | 16772C1 | E5252 | 16772
16773C1 | 16773C | MIDSOMER NORTON WELTON SO | 16773 | CSO |  | North | ST6717854863 | 367178 | 154863 | Gravity | Storm overflow | 9.85 |  | B | 15 minute | Battery-powered | 2019-03-29 | AMP6 | N | 100 | 90 | E5265 | waste2 | N/A | N/A | N/A | N/A | N/A | N/A |  | Y | 16773 | Off-road |  | In chamber |  | Yes |  |  |  | #N/A |  |  | 16773C1 | E5265 | 16773
16774C1 | 16774C | MIDSOMER NORTON STM REN TK CSO | 16774 | CSO |  | North | ST6777054893 | 367770 | 154893 | Gravity | Storm overflow | 200 |  | B | 15 minute | Mains-powered | 2017-03-29 | AMP6 | N | 855 | 770 | E24563 | waste | B51967 | waste | B51966 | waste | B51965 | waste |  | N | - | - | - | - | - | - | - |  |  | #N/A |  |  | 16774C1 | E24563 | 16774
16778C1 | 16778C | RADSTOCK SOMERVALE RD CSO | 16778 | CSO |  | North | ST6826854791 | 368268 | 154791 | Gravity | Storm overflow | 248 |  | A | 2 minute | Battery-powered | 2018-12-03 | AMP6 | N | 100 | 90 | E5263 | waste2 | N/A | N/A | N/A | N/A | N/A | N/A |  | Y | 16778 | Off-road | Grass | In chamber |  | Yes |  |  |  | #N/A |  |  | 16778C1 | E5263 | 16778
16779C1 | 16779C | STON EASTON HOME FARM CSO | 16779 | CSO |  | West | ST6219954105 | 362199 | 154105 | Gravity | Storm overflow | N/A |  | A | 2 minute | Battery-powered | 2018-01-30 | AMP6 | N | 200 | 180 | E5072 | waste2 | N/A | N/A | N/A | N/A | N/A | N/A |  | Y | 16779 | Off-road |  | In chamber |  | Yes |  |  |  | #N/A |  |  | 16779C1 | E5072 | 16779
16782C1 | 16782C | CLUTTON MAYPOLE FARM CSO | 16782 | CSO |  | North | ST6217459185 | 362174 | 159185 | Gravity | Storm overflow | 15 |  | B | 15 minute | Battery-powered | 2020-10-29 08:58 | AMP7 | N | 240 | 216 | E5500 | waste2 | N/A | N/A | N/A | N/A | N/A | N/A |  | Y | 16782 | Road |  | Outside Chamber | Box | Yes |  |  |  | 16782 |  |  | 16782C1 | E5500 | 16782
16784C1 | 16784C | KEYNSHAM CHARLTON RD OS138 CSO | 16784 | CSO |  | North | ST6449168111 | 364491 | 168111 | Gravity | Storm overflow | 39 |  | B | 15 minute | Mains-powered | 2017-03-06 | AMP6 | N | 410 | 369 | E20521 | waste | B97641 | waste | B97640 | waste | N/A | waste |  | N | - | - | - | - | - | - | - |  |  | #N/A |  |  | 16784C1 | E20521 | 16784
16786C1 | 16786C | PAULTON WKS OFF BRISTOL RD CSO | 16786 | CSO |  | North | ST6530457062 | 365304 | 157062 | Gravity | Storm overflow | 65 |  | B | 15 minute | Mains-powered | 2020-02-20 | AMP6 | N | 590 | 531 | E6340 | waste | B61650 | waste | B61649 | waste | B61651 | waste |  | N | - | - | - | - | - | - | - |  |  | #N/A |  |  | 16786C1 | E6340 | 16786
16788C1 | 16788C | MIDFORD ADJ ABAND RAILWAY CSO | 16788 | CSO |  | North | ST7610160818 | 376101 | 160818 | Gravity | Storm overflow | 22 |  | B | 15 minute | Battery-powered | 2018-09-20 | AMP6 | N | 325 | 292 | E5364 | waste2 | N/A | N/A | N/A | N/A | N/A | N/A |  | Y | 16788 | Off-road | Woods | In chamber |  | Yes |  |  |  | #N/A |  |  | 16788C1 | E5364 | 16788
16789C1 | 16789C | MONKTON COMBE SUMMER LANE CSO | 16789 | CSO |  | North | ST7623262152 | 376232 | 162152 | Gravity | Storm overflow | 27 |  | A | 2 minute | Mains-powered | 2017-02-27 | AMP6 | N | 755 | 679.5 | E27256 | waste | B60731 | waste | N/A | waste | N/A | waste |  | N | - | - | - | - | - | - | - |  |  | #N/A |  |  | 16789C1 | E27256 | 16789
16790C1 | 16790C | MONKTON COMBE MILL LANE CSO | 16790 | CSO |  | North | ST7729662003 | 377296 | 162003 | Gravity | Storm overflow | 50 |  | C | 15 minute | Battery-powered | 2018-03-25 | AMP6 | N | 590 | 531 | E21296 | waste2 | N/A | N/A | N/A | N/A | N/A | N/A |  | Y | 16790 | Road |  | Outside Chamber | Box | No | Deep |  |  | #N/A |  |  | 16790C1 | E21296 | 16790
16793C1 | 16793C | FORDINGTON HIGH ST NO 16 CSO | 16793 | CSO |  | South | SY6962390721 | 369623 | 90721 | Gravity | Storm overflow | 72 |  | A | 2 minute | Mains-powered | 2018-02-13 | AMP6 | N | 1360 | 1224 | E29134 | waste | B60291 | waste | B60292 | waste | B60295 | waste |  | N | - | - | - | - | - | - | - |  |  | #N/A |  |  | 16793C1 | E29134 | 16793
16794C1 | 16794C | FORDINGTON HIGH ST 97 CSO | 16794 | CSO |  | South | SY6995590422 | 369955 | 90422 | Gravity | Storm overflow | 41 |  | D | 2 minute | Battery-powered | 2020-06-18 | AMP6 | N | 570 | 513 | E21333 | waste2 | N/A | N/A | N/A | N/A | N/A | N/A |  | Y | 16794 | Road |  | Outside Chamber | Kiosk | Yes | PTI
16794C1 | 16794C | FORDINGTON HIGH ST 97 CSO | 16794 | CSO |  | South | SY6995590422 | 369955 | 90422 | Gravity | Storm overflow | 41 |  | D | 2 minute | Mains-powered | 2020-06-18 | AMP6 | N | 590 | 531 | E29144 | waste | B80131 | waste | N/A | waste | B80138 | waste |  | N | [9 empty] | #N/A |  |  | 16794C1 | E29144 | 16794
16795C1 | 16795C | DORCHESTER KINGS RD NO CSO | 16795 | CSO |  | South | SY6983890172 | 369838 | 90172 | Gravity | Storm overflow | 92 |  | A | 2 minute | Mains-powered | 2017-03-29 | AMP6 | N | 675 | 608 | E13383 | waste | B73053 | waste | B73059 | waste | B73060 | waste |  | N | - | - | - | - | - | - | - |  |  | #N/A |  |  | 16795C1 | E13383 | 16795
16798C1 | 16798C | DORCHESTER PRINCES BRDG CSO | 16798 | CSO |  | South | SY7000090588 | 370000 | 90588 | Gravity | Storm overflow | 108 |  | D | 2 minute | Mains-powered | 2019-11-11 | AMP6 | N | 1375 | 1237.5 | E29124 | waste | B60271 | waste | N/A | waste | N/A | waste |  | N | - | - | - | - | - | - | - |  | Date added by MH from O&M manuals | #N/A |  |  | 16798C1 | E29124 | 16798
16799C1 | 16799C | DORCHESTER LIT BRITAIN CSO | 16799 | CSO |  | South | SY7018190397 | 370181 | 90397 | Gravity | Storm overflow | 123 |  | D | 2 minute | Mains-powered | 2018-01-19 | AMP6 | N | 660 | 594 | E13374 | waste | B73029 | waste | B73026 | waste | B7327 | waste |  | N | - | - | - | - | - | - | - |  |  | #N/A |  |  | 16799C1 | E13374 | 16799
16800C1 | 16800C | DORCHESTER SOUTH WALKS/ SOUTH ST CSO | 16800 | CSO |  | South | SY6919790339 | 369197 | 90339 | Gravity | Storm overflow | 251 |  | D | 2 minute | Battery-powered | 2021-02-02 12:52 | AMP7 | N | 3050 | 2745 | E5493 | waste2 | N/A | N/A | N/A | N/A | N/A | N/A |  | Y | 16800 | Road |  | Outside Chamber | Box | Yes |  |  |  | 16800 |  |  | 16800C1 | #N/A | #N/A
16802C1 | 16802C | DORCHESTER VICTORIA RD CSO | 16802 | CSO |  | South | SY6888390290 | 368883 | 90290 | Gravity | Storm overflow | 60 |  | A | 2 minute | Battery-powered | 2017-11-24 | AMP6 | N | 500 | 450 | E5013 | waste2 | N/A | N/A | N/A | N/A | N/A | N/A |  | Y | 16802 | Road |  | Outside Chamber | Box | No | Deep |  |  | #N/A |  |  | 16802C1 | E5013 | 16802
16803C1 | 16803C | SHERBORNE ABBEY ROAD CSO | 16803 | CSO |  | South | ST6370816577 | 363708 | 116577 | Gravity | Storm overflow | 25 |  | D | 15 minute | Battery-powered | 2022-02-21 | AMP7 | N | 860 | 774 | E5604 | waste2 | N/A | N/A | N/A | N/A | N/A | N/A |  | Y | 16803 | Road |  | Outside Chamber | Box | Yes |  |  |  | Newly added |  |  | 16803C1 | #N/A | #N/A
16804C1 | 16804C | SHERBORNE CHEAP STREET NORTH CSO | 16804 | CSO |  | South | ST6376116989 | 363761 | 116989 | Gravity | Storm overflow | 78 |  | D | 15 minute | Battery-powered | 2020-09-29 19:59 | AMP7 | N | 575 | 518 | E5443 | waste2 | N/A | N/A | N/A | N/A | N/A | N/A |  | Y | 16804 | Road |  | Outside Chamber | Box | Yes |  |  |  | 16804 |  |  | 16804C1 | #N/A | #N/A
16805C1 | 16805C | SHERBORNE OPP DALWOODS, WESTBURY CSO | 16805 | CSO |  | South | ST6374016242 | 363740 | 116242 | Gravity | Storm overflow | N/A |  | D | 15 minute | Battery-powered | 2022-03-08 | AMP7 | N | 850 | 765 | E5605 | waste2 | N/A | N/A | N/A | N/A | N/A | N/A |  | Y | 16805 | Road |  | Outside Chamber | Box | Yes |  |  |  | Newly added |  |  | 16805C1 | #N/A | #N/A
16806C1 | 16806C | SHERBORNE LONG STREET CSO | 16806 | CSO |  | South | ST6407216592 | 364072 | 116592 | Gravity | Storm overflow | N/A |  | D | 15 minute | Battery-powered | 2020-06-19 11:15 | AMP7 | N | 890 | 801 | E5482 | waste2 | N/A | N/A | N/A | N/A | N/A | N/A |  | Y | 16806 | Road |  | Outside Chamber | Box | Yes |  |  |  | 16806 |  |  | 16806C1 | #N/A | #N/A
16807C1 | 16807C | SHERBORNE SOUTH STREET CSO | 16807 | CSO |  | South | ST6404316304 | 364043 | 116304 | Gravity | Storm overflow | 30 |  | A | 2 minute | Battery-powered | 2017-12-20 | AMP6 | N | 647 | 582.3 | E5008 | waste2 | N/A | N/A | N/A | N/A | N/A | N/A |  | Y | 16807 | Road |  | Outside Chamber | Box | Yes |  |  |  | #N/A |  |  | 16807C1 | E5008 | 16807
16808C1 | 16808C | SHERBORNE NEWLANDS/AVE CSO | 16808 | CSO |  | South | ST6421216849 | 364212 | 116849 | Gravity | Storm overflow | N/A |  | B | 15 minute | Battery-powered | 2018-11-27 | AMP6 | N | 170 | 153 | E5292 | waste2 | N/A | N/A | N/A | N/A | N/A | N/A |  | Y | 16808 | Road |  | Outside Chamber | Box | Yes |  |  |  | #N/A |  |  | 16808C1 | E5292 | 16808
16810C1 | 16810C | SHERBORNE LONG STREET THE VINES CSO | 16810 | CSO |  | South | ST6424316658 | 364243 | 116658 | Gravity | Storm overflow | 22 |  | D | 15 minute | Battery-powered | 2020-06-19 05:20 | AMP7 | N | 555 | 499 | E5477 | waste2 | N/A | N/A | N/A | N/A | N/A | N/A |  | Y | 16810 | Road |  | Outside Chamber | Box | Yes |  |  |  | 16810 |  |  | 16810C1 | #N/A | #N/A
16811C1 | 16811C | BRIDPORT EAST BRIDGE CSO | 16811 | CSO |  | South | SY4705092853 | 347050 | 92853 | Gravity | Storm overflow | 112 |  | D | 2 minute | Battery-powered | 2020-11-26 14:04 | AMP7 | N | 830 | 747 | E5503 | waste2 | N/A | N/A | N/A | N/A | N/A | N/A |  | Y | 16811 | Off-road |  | In chamber |  | No |  |  |  | 16811 |  |  | 16811C1 | #N/A | #N/A
16811X1 | 16811X | BRIDPORT EAST BRIDGE MH0841 C | 16811 | MH |  | South | SY4705092853 |  |  |  | Non-EDM | N/A |  | N/A | N/A | Battery-Powered | 2020-11-26 | Non-EDM | N | 1175 | 1058 | E5521 | waste2 | N/A | N/A | N/A | N/A | N/A | N/A |  | Y | 46811 | Off-road | Grass | In chamber | Box | Yes | [6 empty] | FINE | E5521 | #N/A
16813C1 | 16813C | BRIDPORT SOUTH ST DPT CSO | 16813 | CSO |  | South | SY4658292355 | 346582 | 92355 | Gravity | Storm overflow | 180 |  | A | 2 minute | Battery-powered | 2018-02-27 | AMP6 | N | 490 | 441 | E5052 | waste2 | N/A | N/A | N/A | N/A | N/A | N/A |  | Y | 16813 | Off-road |  | In chamber |  | No |  |  |  | #N/A |  |  | 16813C1 | E5052 | 16813
16815C1 | 16815C | BEAMINSTER HAMS PLOT SOUTHGATE CSO | 16815 | CSO |  | South | ST4800701082 | 348007 | 101082 | Gravity | Storm overflow | 69 |  | D | 2 minute | Battery-powered | 2020-11-11 14:10 | AMP7 | N | 1090 | 981 | E5502 | waste2 | N/A | N/A | N/A | N/A | N/A | N/A |  | Y | 16815 | Off-road |  | In chamber |  | No |  |  |  | 16815 |  |  | 16815C1 | #N/A | #N/A
16816C1 | 16816C | EVERSHOT COMMON CSO | 16816 | CSO |  | South | ST5762204621 | 357622 | 104621 | Gravity | Storm overflow | 15 |  | A | 2 minute | Battery-powered | 2018-01-25 | AMP6 | N | 260 | 234 | E1426 | waste2 | N/A | N/A | N/A | N/A | N/A | N/A |  | Y | 16816 | Off-road |  | Outside Chamber | Bollard | Yes |  | 2024-06-13 | [13th Jun 24] EW: Updated Spill and Pre-Spill Level. | #N/A |  |  | 16816C1 | E1426 | 16816
16817C1 | 16817C | BURTON BSTOCK GROVE RD CSO | 16817 | CSO |  | South | SY4891389631 | 348913 | 89631 | Gravity | Storm overflow | 6 |  | D | 15 minute | Battery-powered | 2018-06-04 | AMP6 | N | 670 | 603 | E5154 | waste2 | N/A | N/A | N/A | N/A | N/A | N/A |  | Y | 16817 | Road |  | In chamber |  | Yes | PTI |  |  | #N/A |  |  | 16817C1 | E5154 | 16817
16818C1 | 16818C | BROADMAYNE K/GTON LANE CSO | 16818 | CSO |  | South | SY7302086600 | 373020 | 86600 | Pumped | Storm overflow | 12 |  | A | 2 minute | Mains-powered | 2018-02-28 | AMP6 | N | 1000 | 800 | E21940 | waste | B44955 | waste | B44954 | waste | B44956 | waste |  | N | - | - | - | - | - | - | - |  | [27th Apr 22] EW: updated Spill from Gravity --> Pumped and Alarm Levels to 1000/800mm. These are likely but not confirmed figures. | #N/A |  |  | 16818C1 | E21940 | 16818
16819C1 | 16819C | CHARMOUTH THE STREET CSO | 16819 | CSO |  | South | SY3669893695 | 336698 | 93695 | Gravity | Storm overflow | 370 |  | D | 2 minute | Mains-powered | 2011-03-16 | AMP5 | N | 1068 | 961 | E21927 | waste | B38004 | waste | N/A | waste | B38007 | waste |  | N | - | - | - | - | - | - | - |  | Date added by MH from O&M manuals | 16819 | DONE |  | 16819C1 | E21927 | 16819
16821C1 | 16821C | BRIDPORT WEST BRIDGE CSO | 16821 | CSO |  | South | SY4627793017 | 346277 | 93017 | Gravity | Storm overflow | 54 |  | A | 2 minute | Battery-powered | 2017-11-23 | AMP6 | N | 500 | 450 | E5007 | waste2 | N/A | N/A | N/A | N/A | N/A | N/A |  | Y | 16821 | Road |  | Outside Chamber | Box | No |  |  |  | #N/A |  |  | 16821C1 | E5007 | 16821
16822C1 | 16822C | BRIDPORT WEST STREET CSO | 16822 | CSO |  | South | SY4638792987 | 346387 | 92987 | Gravity | Storm overflow | 57 |  | A | 2 minute | Battery-powered | 2017-11-23 | AMP6 | N | 345 | 310 | E5117 | waste2 | N/A | N/A | N/A | N/A | N/A | N/A |  | Y | 16822 | Road |  | Outside Chamber | Box | Yes |  |  |  | #N/A |  |  | 16822C1 | E5117 | 16822
16827C1 | 16827C | CLEVEDON PARNELL RD CSO | 16827 | CSO |  | West | ST4099271164 | 340992 | 171164 | Gravity | Storm overflow | 370 |  | A | 2 minute | Battery-powered | 2018-10-18 | AMP6 | N | 1715 | 1544 | E5276 | waste2 | N/A | N/A | N/A | N/A | N/A | N/A |  | Y | 16827 | Road |  | Outside Chamber | Box | Yes |  |  |  | #N/A |  |  | 16827C1 | E5276 | 16827
16828C1 | 16828C | CLEVEDON OLD STREET CSO | 16828 | CSO |  | West | ST4115771239 | 341157 | 171239 |  | Storm Overflow | 370 |  |  |  |  | 2023-11-26 | AMP7 | N | 1900 | 1520 | E6473 | waste2 | N/A | N/A | N/A | N/A | N/A | N/A | [11 empty] | New to register but no install data |  |  | 16828C1 | #N/A | #N/A
16831C1 | 16831C | PORTISHEAD HILLSIDE RD CSO | 16831 | CSO |  | West | ST4399275914 | 343992 | 175914 | Gravity | Storm overflow | 32 |  | A | 2 minute | Battery-powered | 2018-03-23 | AMP6 | N | 350 | 315 | E1436 | waste2 | N/A | N/A | N/A | N/A | N/A | N/A |  | Y | 16831 | Off-road | Pavement | Outside Chamber | Box | Yes |  |  |  | #N/A |  |  | 16831C1 | E1436 | 16831
16835C1 | 16835C | CHEW MAGNA BATTLE LANE CSO | 16835 | CSO |  | North | ST5681863302 | 356818 | 163302 | Gravity | Storm overflow | 30 |  | A | 2 minute | Mains-powered | 2016-05-17 | AMP6 | N | 355 | 319 | E38599 | waste | B126501 | waste | B126499 | waste | B126498 | waste |  | N | - | - | - | - | - | - | - |  |  | #N/A |  |  | 16835C1 | E38599 | 16835
16838C1 | 16838C | PORTISHEAD TOWN HARBOUR ROAD / PORTBURY DITCH CSO | 16838 | CSO |  | West | ST4717576490 | 347175 | 176490 | Gravity | Storm overflow | 260 |  | A | 2 minute | Mains-powered | 2011-02-01 | AMP5 | N | 1800 | 1620 | E20655 | waste | B40085 | waste | B40096 | waste | B40082 | waste |  | N | - | - | - | - | - | - | - |  | Date added by MH from O&M manuals | 16838 | DONE |  | 16838C1 | E20655 | 16838
16839C1 | 16839C | WYKE REGIS DONCASTER ROAD CSO | 16839 | CSO |  | South | SY6677776919 | 366777 | 76919 | Gravity | Storm overflow | 82 |  | A | 2 minute | Mains-powered | 2011-04-12 | AMP5 | N | 50 | 45 | E27425 | waste | B92882 | waste | N/A | waste | B92886 | waste |  | N | - | - | - | - | - | - | - |  | Date added by MH from O&M manuals | 16839 | Being Revisited |  | 16839C1 | E27425 | 16839
16847C1 | 16847C | WEYMOUTH - BOYS CLUB, CHICKERELL RD | 16847 | CSO |  | South | SY6704178622 | 367041 | 78622 | Gravity | Storm overflow | 90 |  | A | 2 minute | Battery-powered | 2019-08-01 | AMP5 | N | 125 | 113 | E5424 | waste2 | N/A | N/A | N/A | N/A | N/A | N/A |  | Y | 16847 | Off-road | Pavement | In chamber |  | No | Deep |  |  | #N/A | DONE |  | 16847C1 | E5424 | 16847
16848C1 | 16848C | WEYMOUTH - CHICKERELL ROAD | 16848 | CSO |  | South | SY6730278626 | 367302 | 78626 | Gravity | Storm overflow | 75 |  | A | 2 minute | Battery-powered | 2019-08-01 | AMP5 | N | 700 | 630 | E5425 | waste2 | N/A | N/A | N/A | N/A | N/A | N/A |  | Y | 16848 | Road |  | In chamber |  | Yes | PTI |  |  | #N/A | DONE |  | 16848C1 | E5425 | 16848
16849C1 | 16849C | WEYMOUTH CRANFORD AVE CSO | 16849 | CSO |  | South | SY6827280474 | 368272 | 80474 | Gravity | Storm overflow | 28 |  | A | 2 minute | Battery-powered | 2018-01-24 | AMP6 | N | 420 | 378 | E5041 | waste2 | N/A | N/A | N/A | N/A | N/A | N/A |  | Y | 16849 | Off-road | Pavement | Outside Chamber | Box | No |  |  |  | #N/A |  |  | 16849C1 | E5041 | 16849
16852C1 | 16852C | WEYMOUTH GRASMERE ROAD CSO | 16852 | CSO |  | South | SY6713281003 | 367132 | 81003 | Gravity | Storm overflow | 135 |  | C | 15 minute | Mains-powered | 2017-07-14 | AMP6 | N | 2135 | 1922 | E27389 | waste | B92802 | waste | B92803 | waste | B92809 | waste |  | N | - | - | - | - | - | - | - |  |  | #N/A |  |  | 16852C1 | E27389 | 16852
16853C1 | 16853C | WEYMOUTH LONGCROFT RD/ QUEENSLAND RD CSO | 16853 | CSO |  | South | SY6683279300 | 366832 | 79300 | Gravity | Storm overflow | 8 |  | A | 2 minute | Battery-powered | 2020-07-17 06:11 | AMP5 | N | 600 | 540 | E5416 | waste2 | N/A | N/A | N/A | N/A | N/A | N/A |  | Y | 16853 | Road |  | Outside Chamber | Box | Yes | PTI |  |  | 16853 | DONE |  | 16853C1 | E5416 | 16853
16854C1 | 16854C | WEYMOUTH MARLOW ROAD CSO | 16854 | CSO |  | South | SY6795678316 | 367956 | 78316 | Gravity | Storm overflow | 64 |  | A | 2 minute | Mains-powered | 2016-09-22 | AMP6 | N | 385 | 347 | E27326 | waste | B60891 | waste | N/A | waste | N/A | waste |  | N | - | - | - | - | - | - | - |  |  | #N/A |  |  | 16854C1 | E27326 | 16854
16855C1 | 16855C | WEYMOUTH MELCOMBE AVE CSO EDM | 16855 | CSO |  | South | SY6838980490 | 368389 | 80490 | Gravity | Storm overflow | 45 |  | A | 2 minute | Battery-powered | 2018-01-30 | AMP6 | N | 320 | 288 | E5038 | waste2 | N/A | N/A | N/A | N/A | N/A | N/A |  | Y | 16855 | Road |  | Outside Chamber | Box | No |  |  |  | #N/A |  |  | 16855C1 | E5038 | 16855
16856B1 | 15552B | WEYMOUTH, KNIGHTSDALE NEWSTEAD ROAD MONITOR | 16856 | SPS |  | South | SY6730778978 | 367307 | 78978 |  | Storm/ Emergency | 87 |  |  |  |  | 2023-11-13 | AMP7 | N | 50 | 45 | E27381 | waste | B92783 | waste | B92784 | waste | B92786 | waste | [9 empty] | 2024-06-28 | [28th Jun 24] EW: Changed Site Name, Asset Ref and Site ID from 15552 SPS to 16856 MONITOR. | New to register but no install data |  |  | 15552B1 | #N/A | #N/A
16857C1 | 16857C | WEYMOUTH RODWELL AVE CSO | 16857 | CSO |  | South | SY6788078354 | 367880 | 78354 | Gravity | Storm overflow | 115 |  | A | 2 minute | Mains-powered | 2018-02-12 | AMP6 | N | 1257 | 1131.3 | E27335 | waste | B60911 | waste | N/A | waste | N/A | waste |  | N | - | - | - | - | - | - | - |  |  | #N/A |  |  | 16857C1 | E27335 | 16857
16861C1 | 16861C | WEYMOUTH SPRING LANE CSO | 16861 | CSO |  | South | SY6793978406 | 367939 | 78406 | Gravity | Storm overflow | 50 |  | A | 2 minute | Mains-powered | 2016-09-22 | AMP6 | N | 430 | 387 | E27344 | waste | B60931 | waste | B60932 | waste | B60933 | waste |  | N | - | - | - | - | - | - | - |  |  | #N/A |  |  | 16861C1 | E27344 | 16861
16862C1 | 16862C | WEYMOUTH ULLSWATER CRE CSO | 16862 | CSO |  | South | SY6716781103 | 367167 | 81103 | Gravity | Storm overflow | 126 |  | C | 15 minute | Mains-powered | 2018-02-14 | AMP6 | N | 30 | 27 | E27353 | waste | B92722 | waste | N/A | waste | N/A | waste |  | N | - | - | - | - | - | - | - |  |  | #N/A |  |  | 16862C1 | E27353 | 16862
16863C1 | 16863C | WEYMOUTH WARDCLIFFE RD CSO | 16863 | CSO |  | South | SY6729579046 | 367295 | 79046 | Gravity | Storm overflow | 26 |  | C | 15 minute | Mains-powered | 2018-02-15 | AMP6 | N | 230 | 207 | E27371 | waste | B92762 | waste | B92763 | waste | B92764 | waste |  | N | - | - | - | - | - | - | - |  |  | #N/A |  |  | 16863C1 | E27371 | 16863
16864C1 | 16864C | WEYMOUTH - WESTON ROAD | 16864 | CSO |  | South | SY6738278641 | 367382 | 78641 | Gravity | Storm overflow | 97 |  | A | 2 minute | Battery-powered | 2020-11-26 17:57 | AMP5 | N | 515 | 464 | E5414 | waste2 | N/A | N/A | N/A | N/A | N/A | N/A |  | Y | 16864 | Road |  | In chamber |  | Yes |  |  |  | 16864 | DONE |  | 16864C1 | E5414 | 16864
16866C1 | 16866C | PORTLAND HIGH STREET CSO | 16866 | CSO |  | South | SY6848173407 | 368481 | 73407 | Gravity | Storm overflow | 210 |  | A | 2 minute | Mains-powered | 2017-06-18 | AMP6 | N | 860 | 774 | E27434 | waste | B92902 | waste | B92903 | waste | B92904 | waste |  | N | - | - | - | - | - | - | - |  |  | #N/A |  |  | 16866C1 | E27434 | 16866
16867B1 | 16867B | PORTLAND RAILWAY CSO | 16867 | CSO |  | South | SY7046972324 | 370469 | 72324 | Gravity | Storm/ Emergency | 550 |  | A | 2 minute | Battery-powered | 2018-09-04 | AMP6 | N | 1610 | 1449 | E5210 | waste2 | N/A | N/A | N/A | N/A | N/A | N/A |  | Y | 16867 | Off-road |  | In chamber |  | Yes - Steve Conn requested swing arm |  |  |  | #N/A |  |  | 16867B1 | E5210 | 16867
16877C1 | 16877C | COWBRIDGE CSO | 16877 | CSO |  | West | SS9581842830 | 295818 | 142830 | Gravity | Storm overflow | 44 |  | A | 2 minute | Battery-powered | 2018-04-23 | AMP6 | N | 200 | 180 | E5139 | waste2 | N/A | N/A | N/A | N/A | N/A | N/A |  | Y | 16877 | Off-road |  | In chamber |  | Yes |  |  |  | #N/A |  |  | 16877C1 | E5139 | 16877
16879C1 | 16879C | HAWKWELL S.O. CSO | 16879 | CSO |  | West | SS9259639753 | 292596 | 139753 | Gravity | Storm overflow | 9 |  | A | 2 minute | Battery-powered | 2018-10-22 | AMP6 | N | 115 | 104 | E5270 | waste2 | N/A | N/A | N/A | N/A | N/A | N/A |  | Y | 16879 | Off-road |  | Outside Chamber | Bollard | No | Deep |  |  | #N/A |  |  | 16879C1 | E5270 | 16879
16886C1 | 16886C | WATCHET MILL ST CSO | 16886 | CSO |  | West | ST0701543371 | 307015 | 143371 | Gravity | Storm overflow | 12 |  | A | 2 minute | Battery-powered | 2018-06-07 | AMP5 | N | 130 | 117 | E5204 | waste2 | N/A | N/A | N/A | N/A | N/A | N/A |  | Y | 16886 | Off-road | Garden | In chamber |  | Yes |  |  |  | #N/A | DONE |  | 16886C1 | E5204 | 16886
16888C1 | 16888C | BICKNOLLER S.O. CSO | 16888 | CSO |  | West | ST1058739029 | 310587 | 139029 | Gravity | Storm overflow | 20 |  | B | 15 minute | Battery-powered | 2018-10-22 | AMP6 | N | 190 | 171 | E5271 | waste2 | N/A | N/A | N/A | N/A | N/A | N/A |  | Y | 16888 | Off-road | Grass | Outside Chamber | Box | Yes |  |  |  | #N/A |  |  | 16888C1 | E5271 | 16888
16889C1 | 16889C | PORLOCK CSO | 16889 | CSO |  | West | SS8869347097 | 288693 | 147097 | Gravity | Storm overflow | 129 |  | A | 2 minute | Battery-powered | 2018-10-18 | AMP5 | N | 170 | 153 | E5379 | waste2 | N/A | N/A | N/A | N/A | N/A | N/A |  | Y | 16889 | Road |  | In chamber |  | Yes |  |  |  | #N/A | DONE |  | 16889C1 | E5379 | 16889
16890C1 | 16890C | SAMPFORD BRETT S.O. CSO | 16890 | CSO |  | West | ST0902340191 | 309023 | 140191 | Gravity | Storm overflow | 15 |  | A | 2 minute | Battery-powered | 2018-02-08 | AMP6 | N | 170 | 153 | E5106 | waste2 | N/A | N/A | N/A | N/A | N/A | N/A |  | Y | 16890 | Off-road | Grass | In chamber |  | Yes |  |  |  | #N/A |  |  | 16890C1 | E5106 | 16890
16891C1 | 16891C | STOGUMBER S.O. CSO | 16891 | CSO |  | West | ST0980337660 | 309803 | 137660 | Gravity | Storm overflow | 14 |  | D | 15 minute | Battery-powered | 2023-03-10 | AMP7 | N | 110 | 99 | E7920 | waste2 | N/A | N/A | N/A | N/A | N/A | N/A |  | Y | 16891 | Off-road | Grass | In chamber |  | Yes | PTI |  | Wrong spil level in PRISM | Newly added |  |  | 16891C1 | #N/A | #N/A
16893C1 | 16893C | WILLITON (UNION LN) S.O. | 16893 | CSO |  | West | ST0817141719 | 308171 | 141719 | Gravity | Storm overflow | 46 |  | A | 2 minute | Battery-powered | 2019-08-02 | AMP5 | N | 270 | 243 | E5368 | waste2 | N/A | N/A | N/A | N/A | N/A | N/A |  | Y | 16893 | Off-road |  | In chamber |  | Yes |  |  |  | #N/A | DONE |  | 16893C1 | E5368 | 16893
16894C1 | 16894C | MINEHEAD BLENHEIM ROAD CSO | 16894 | CSO |  | West | SS9717246636 | 297172 | 146636 | Gravity | Storm overflow | 240 |  | A | 2 minute | Mains-powered | 2011-01-19 | AMP5 | N | 798 | 720 | E8506 | waste | B41490 | waste | N/A | waste | N/A | waste |  | N | - | - | - | - | - | - | - |  | Date added by MH from O&M manuals | 16894 | Potentially Remove |  | 16894C1 | E8506 | 16894
16894C2 | 16894C | MINEHEAD BLENHEIM ROAD CSO (CELLO) | 16894 | CSO |  | West | SS9717246636 | 297172 | 146636 | Gravity | Storm overflow | 240 |  | A | 2 minute | Battery-powered | 2022-11-15 | AMP7 | N | 660 | 594 | E5678 | waste2 | N/A | N/A | N/A | N/A | N/A | N/A |  | Y | 16894 | Off-road | Pavement | In chamber |  | Yes |  |  | Wrong spil level in PRISM | Newly addded |  |  | FINE | #N/A | 16894
16895C1 | 16895C | MINEHEAD - GREEN SPOT CSO | 16895 | CSO |  | West | SS9743746392 | 297437 | 146392 | Gravity | Storm overflow | 236 |  | A | 2 minute | Mains-powered | 2011-01-19 | AMP5 | N | 2540 | 2286 | E8478 | waste | B41382 | waste | B41383 | waste | B41385 | waste |  | N | - | - | - | - | - | - | - |  | Date added by MH from O&M manuals | 16895 | DONE |  | 16895C1 | E8478 | 16895
16896C1 | 16896C | DILTON MARSH REAR 127 HIGH STREET CSO | 16896 | CSO |  | North | ST8469549848 | 384695 | 149848 | Gravity | Storm overflow | 34.6 |  | C | 15 minute | Battery-powered | 2021-12-10 | AMP7 | N | 880 | 792 | E5612 | waste2 | N/A | N/A | N/A | N/A | N/A | N/A |  | Y | 16896 | Off-road | Grass | Outside Chamber | Box | Yes |  |  | Watercore information wrong and likely PRISM wrong. | Newly added |  |  | 16896C1 | #N/A | #N/A
16897C1 | 16897C | BRADFORD-ON-AVON REC PK LN CSO | 16897 | CSO |  | North | ST8252660494 | 382526 | 160494 | Gravity | Storm overflow | 47 |  | B | 15 minute | Mains-powered | 2016-03-31 | AMP6 | N | 1080 | 972 | E29245 | waste | B89040 | waste | N/A | waste | B89110 | waste |  | N | - | - | - | - | - | - | - | 2024-06-26 | [26th Jun 24] EW: Changed Spill and Pre-Spill Levels | #N/A |  |  | 16897C1 | E29245 | 16897
16898C1 | 16898C | BRADFORD-ON-AVON SPRINGFLD CSO | 16898 | CSO |  | North | ST8319061147 | 383190 | 161147 | Gravity | Storm overflow | 88 |  | D | 15 minute | Battery-powered | 2018-02-19 | AMP6 | N | 840 | 756 | E5095 | waste2 | N/A | N/A | N/A | N/A | N/A | N/A |  | Y | 16898 | Off-road | Grass | Outside Chamber | Box | Yes |  |  |  | #N/A |  |  | 16898C1 | E5095 | 16898
16899C1 | 16899C | BRADFORD-ON-AVON CHURCH ST MRKET ST CSO | 16899 | CSO |  | North | ST8259761017 | 382597 | 161017 | Gravity | Storm overflow | 37 |  | C | 15 minute | Mains-powered | 2016-03-31 | AMP6 | N | 790 | 711 | E27211 | waste | B60631 | waste | B60632 | waste | B60633 | waste |  | N | - | - | - | - | - | - | - |  |  | #N/A |  |  | 16899C1 | E27211 | 16899
16900C1 | 16900C | TROWBRIDGE CANAL ROAD CSO | 16900 | CSO |  | North | ST8537359025 | 385373 | 159025 | Gravity | Storm overflow | 45 |  | A | 2 minute | Battery-powered | 2019-03-20 | AMP6 | N | 460 | 414 | E5258 | waste2 | N/A | N/A | N/A | N/A | N/A | N/A |  | Y | 16900 | Off-road | Grass | In chamber |  | No |  |  |  | #N/A |  |  | 16900C1 | E5258 | 16900
16901C1 | 16901C | WESTBURY ALFRED ST CON CLB CSO | 16901 | CSO |  | North | ST8743651549 | 387436 | 151549 | Gravity | Storm overflow | 26 |  | B | 15 minute | Battery-powered | 2017-02-08 | AMP6 | N | 900 | 810 | E1446 | waste2 | N/A | N/A | N/A | N/A | N/A | N/A |  | Y | 16901 | Road |  | Outside Chamber | Box | Yes |  |  |  | #N/A |  |  | 16901C1 | E1446 | 16901
16902B1 | 14440B | WESTBURY BRG FM OUTBLD CSO | 16902 | CSO |  | North | ST8581549789 | 385815 | 149789 | Gravity | Storm/ Emergency | N/A |  | B | 15 minute | Mains-powered | 2020-12-18 | AMP7 | N | 1750 | 1575 | E26117 | waste | B45035 | waste | B45045 | waste | B45046 | waste |  | N | - | - | - | - | - | - | - | 2024-06-28 | Permit is for 14440 [28th Jun 24] EW: Changed Permit Reference from 16902B to 14440B. | 16902 |  |  | Covering 14440 | E26117 | 16902
16904C1 | 16904C | WESTBURY WEST END O/S 36 CSO | 16904 | CSO |  | North | ST8724551490 | 387245 | 151490 | Gravity | Storm overflow | 30 |  | B | 15 minute | Battery-powered | 2018-03-08 | AMP6 | N | 2025 | 1822 | E1456 | waste2 | N/A | N/A | N/A | N/A | N/A | N/A |  | Y | 16904 | Road |  | Outside Chamber | Box | Yes |  |  |  | #N/A |  |  | 16904C1 | E1456 | 16904
16909C1 | 16909C | MELKSHAM SHAW CE PLAY FLD CSO | 16909 | CSO |  | North | ST8878565847 | 388785 | 165847 | Gravity | Storm overflow | 23 |  | A | 2 minute | Mains-powered | 2017-03-17 | AMP6 | N | 1255 | 1130 | E29254 | waste | B85709 | waste | N/A | waste | N/A | waste |  | N | - | - | - | - | - | - | - |  |  | #N/A |  |  | 16909C1 | E29254 | 16909
16911C1 | 13204B | MELKSHAM OUTSIDE WRC, BRADFORD RD CSO | 16911 | CSO |  | North | ST8995164016 | 389951 | 164016 | Gravity | Storm overflow | N/A |  | D | 15 minute | Battery-powered | 2021-09-05 | AMP7 | N | 1780 | 1602 | E5542 | waste2 | N/A | N/A | N/A | N/A | N/A | N/A |  | Y | 16911 | Road |  | Outside Chamber | Box | Yes | PTI |  | Permit is for 13204 | 16911 |  |  | Covering 13204 | #N/A | #N/A
16912B1 | 16912B | MELKSHAM HORNBEAM CRESCENT VERGE CSO | 16912 | CSO |  | North | ST9024562955 | 390245 | 162955 |  | Storm/ Emergency | N/A |  | D | 15 minute |  | Not installed | Unknown | N | [11 empty] | N | - | - | - | - | - | - | - |  | Permit is for 14474 | #N/A |  | tick | Covering 14474 | #N/A | #N/A
16914C1 | 16914C | WARMINSTER PLEASURE GRDN CSO | 16914 | CSO |  | North | ST8738544925 | 387385 | 144926 | Gravity | Storm overflow | 48 |  | B | 15 minute | Mains-powered | 2019-04-29 | AMP6 | N | 440 | 396 | E13562 | waste | B73812 | waste | B73810 | waste | B73813 | waste |  | N | - | - | - | - | - | - | - |  |  | #N/A |  |  | 16914C1 | E13562 | 16914
16916C1 | 16916C | MELKSHAM BATH RD SCOUTN HAL CSO | 16916 | CSO |  | North | ST9045864133 | 390458 | 164133 | Gravity | Storm overflow | 37 |  | B | 15 minute | Mains-powered | 2017-03-17 | AMP6 | N | 676 | 608 | E11819 | waste | B51568 | waste | B51569 | waste | B51570 | waste |  | N | - | - | - | - | - | - | - |  |  | #N/A |  |  | 16916C1 | E11819 | 16916
16920R1 | 13031R | BRADFORD ON AVON BARTON FARM SPS Spill to Storm | 16920 | SPS |  | North | ST8155460267 | 381554 | 160267 | Pumped | Spill to Storm | 115 |  |  |  | Mains-powered | 2022-01-24 | AMP7 | N | 80% | 72% | E53531 | waste | EDM ALARMS: B141684 & B141685 (FFT) Storm Pump RS: B141690 & B141691 | waste | N/A | waste | N/A | waste |  | N | - | - | - | - | - | - | - | 2024-06-28 | Spill to storm located at terminal SPS (16920) [28th Jun 24] Updated Individual Asset Reference and Site Name | #N/A |  |  | FINE | #N/A | #N/A
16922C1 | 16922C | SAINT ALDHELMS BARTON BRIDGE BARTON FARM CSO | 16922 | CSO |  | North | ST8213360508 | 382133 | 160508 | Gravity | Storm overflow | 415 |  | A | 2 minute | Battery-powered | 2018-07-04 | AMP6 | N | 1400 | 1260 | E20986 | waste2 | N/A | N/A | N/A | N/A | N/A | N/A |  | Y | 16922 | Off-road |  | Outside Chamber | Kiosk | Yes |  |  |  | #N/A |  |  | 16922C1 | E20986 | 16922
16925C1 | 16925C | BRADFORD-ON-AVON MARKET ST CSO | 16925 | CSO |  | North | ST8264160965 | 382641 | 160965 | Gravity | Storm overflow | 231 |  | D | 15 minute | Battery-powered | 2018-03-26 | AMP6 | N | 910 | 819 | E5096 | waste2 | N/A | N/A | N/A | N/A | N/A | N/A |  | Y | 16925 | Road |  | Outside Chamber | Box | No |  |  |  | #N/A |  |  | 16925C1 | E5096 | 16925
16934C1 | 16934C | TROWBRIDGE SHIRES CAR PK CSO | 16934 | CSO |  | North | ST8536457896 | 385364 | 157896 | Gravity | Storm overflow | 64 |  | A | 2 minute | Battery-powered | 2018-11-12 | AMP6 | N | 2490 | 2241 | E5257 | waste2 | N/A | N/A | N/A | N/A | N/A | N/A |  | Y | 16934 | Off-road | Car Park | In chamber |  | No | Deep |  |  | #N/A |  |  | 16934C1 | E5257 | 16934
16935C1 | 16935C | TROWBRIDGE STALRD ST O/S58 CSO | 16935 | CSO |  | North | ST8532657963 | 385326 | 157963 | Gravity | Storm overflow | 30 |  | B | 15 minute | Battery-powered | 2018-10-10 | AMP6 | N | 2035 | 1831 | E5339 | waste2 | N/A | N/A | N/A | N/A | N/A | N/A |  | Y | 16935 | Road |  | Outside Chamber | Box | Yes |  |  |  | #N/A |  |  | 16935C1 | E5339 | 16935
16938C1 | 16938C | BURNHAM ON SEA ST ANDREWS CSO | 16938 | CSO |  | West | ST3084049225 | 330840 | 149225 | Gravity | Storm overflow | 25 |  | A | 2 minute | Battery-powered | 2018-07-02 | AMP5 | N | 1560 | 1404 | E5199 | waste2 | N/A | N/A | N/A | N/A | N/A | N/A |  | Y | 16938 | Off-road | Grass | In chamber |  | Yes |  |  |  | #N/A | DONE |  | 16938C1 | E5199 | 16938
16944C1 | 16944C | CLEEVE OLD CLEEVE FARM CSO | 16944 | CSO |  | West | ST0368842112 | 303688 | 142112 | Gravity | Storm overflow | N/A |  | A | 2 minute | Battery-powered | 2019-03-23 | AMP5 | N | 350 | 315 | E14503 | waste | B37022 | waste | B37023 | waste | B37018 | waste |  | Y | 16944 | Off-road |  | Outside Chamber | Bollard | Yes |  |  |  | #N/A | DONE |  | 16944C1 | E14503 | 16944
16947C1 | 16947C | CHIPPENHAM HIGH ST O/S 6 CSO | 16947 | CSO |  | North | ST9204673310 | 392046 | 173310 | Gravity | Storm overflow | 70 |  | B | 15 minute | Mains-powered | 2020-04-05 | AMP6 | N | 548 | 493 | E28064 | waste | B46660 | waste | B46659 | waste | B46661 | waste |  | N | - | - | - | - | - | - | - |  | Date added by MH from O&M manuals | #N/A |  |  | 16947C1 | E28064 | 16947
16950C1 | 16950C | WINTERBOURNE HARCOMBE FARM CSO | 16950 | CSO |  | North | ST6566380043 | 365663 | 180043 | Gravity | Storm overflow | 27 |  | A | 2 minute | Battery-powered | 2018-02-08 | AMP6 | N | 650 | 585 | E1466 | waste2 | N/A | N/A | N/A | N/A | N/A | N/A |  | Y | 16950 | Off-road |  | Outside Chamber | Kiosk | Yes |  |  |  | #N/A |  |  | 16950C1 | E1466 | 16950
16955C1 | 16955C | YEOVIL PRESTON GROVE O/S 55 CSO | 16955 | CSO |  | West | ST5462916021 | 354629 | 116021 | Gravity | Storm overflow | 55 |  | D | 15 minute | Battery-powered | 2022-02-03 | AMP7 | N | 630 | 567 | E5619 | waste2 | N/A | N/A | N/A | N/A | N/A | N/A |  | Y | 16955 | Off-road | Pavement | Outside Chamber | Box | Yes |  |  |  | Newly added |  |  | 16955C1 | #N/A | #N/A
16956C1 | 16956C | YEOVIL HENFORD O/S HEALTH CENTRE CSO | 16956 | CSO |  | West | ST5534615587 | 355346 | 115587 | Gravity | Storm overflow | 90 |  | D | 2 minute | Battery-powered | 2021-04-14 17:15 | AMP7 | N | 285 | 257 | E5541 | waste2 | N/A | N/A | N/A | N/A | N/A | N/A |  | Y | 16956 | Road |  | Outside Chamber | Box | Yes |  |  |  | 16956 |  |  | 16956C1 | #N/A | #N/A
16957X1 | 16957X | POOLE ALDER ROAD OPP 180 CSO | 16957 | CSO |  | South | SZ0599793210 | 405997 | 93210 | Gravity | Storm overflow | N/A |  | D | 15 minute | Battery-powered | 2021-06-22 20:15 | AMP7 | N | 1790 | 1611 | E5539 | waste2 | N/A | N/A | N/A | N/A | N/A | N/A |  | Y | 16957 | Road |  | Outside Chamber | Box | Yes |  |  | Permit application withdrawn due to low spill frequency | 16957 |  |  | Unpermitted | #N/A | #N/A
16999C1 | 16999C | CREWKERNE NORTH OLD WRC CSO | 16999 | CSO |  | West | ST4411310989 | 344113 | 110989 | Gravity | Storm overflow | 24 |  | B | 15 minute | Battery-powered | 2018-06-11 | AMP6 | N | 1300 | 1170 | E5159 | waste2 | N/A | N/A | N/A | N/A | N/A | N/A |  | Y | 16999 | Off-road | Site | In chamber |  | Yes |  |  |  | #N/A |  |  | 16999C1 | E5159 | 16999
17002C1 | 17002C | OLD CLEEVE BYE FARM CSO | 17002 | CSO |  | West | ST0512541665 | 305125 | 141665 | Gravity | Storm overflow | 16 |  | A | 2 minute | Mains-powered | 2011-01-20 | AMP5 | N | 350 | 315 | E14503 | waste | B37022 | waste | B37023 | waste | B37018 | waste |  | N | - | - | - | - | - | - | - |  | Date added by MH from O&M manuals [21 April 2023] - MH has updated entry with AMP7 work completed | 17002 | DONE |  | 17002C1 | E14503 | 17002
17027B1 | 17027B | SOUTH CADBURY SPS | 17027 | SPS |  | West | ST6338125941 | 363381 | 125941 | Gravity | Storm/ Emergency | 6 |  |  |  |  | 2023-03-28 | AMP7 | N | 1175 | 1058 | E7999 | waste | B45734 | waste | B45735 | waste | B45736 | waste | [11 empty] | New to register but no install data |  |  | 17027B1 | #N/A | #N/A
17028B1 | 17028B | GODMANSTONE STW | 17028 | WRC |  | South | SY6658996468 | 366589 | 96468 |  | Storm/ Emergency | 3.7 |  |  |  |  | 2023-08-14 | AMP7 | N | 4800 | 4320 | E23642 | waste | B52238 | waste | B52239 | waste | B25540 | waste | [11 empty] | New to register but no install data |  |  | 17028B1 | #N/A | #N/A
17029C1 | 17029C | PORTLAND WESTON STREET CSO | 17029 | CSO |  | South | SY6858671047 | 368586 | 71047 | Gravity | Storm overflow | 40 |  | B | 15 minute | Battery-powered | 2018-06-05 | AMP6 | N | 670 | 603 | E5155 | waste2 | N/A | N/A | N/A | N/A | N/A | N/A |  | Y | 17029 | Off-road | Grass | In chamber |  | Yes |  |  |  | #N/A |  |  | 17029C1 | E5155 | 17029
17030C1 | 17030C | WEYMOUTH ROMAN ROAD NEW | 17030 | CSO |  | South | SY6726581330 | 367265 | 81330 |  | Storm overflow | 16 |  | C | 15 minute | Mains-powered | 2021-01-20 | AMP7 | N | 270 | 243 | E13500 | waste | B73617 | waste | B73618 | waste | B73620 | waste |  | N | - | - | - | - | - | - | - |  |  | 17030 |  |  | 17030C1 | #N/A | #N/A
17040E1 | 17040E | RINGWOOD WINDMILL LANE SPS | 17040 | SPS |  | South | SU1410703664 |  |  | Gravity | EO | N/A |  |  |  | Mains-powered |  | AMP7 | Y | 2070 | 1863 | E21481 | waste | B44294 | waste | N/A | waste | N/A | waste |  | N | - | - | - | - | - | - | - |  |  | #N/A |  |  | 17040E1 | E21481 | 17040
17058C1 | 17058C | WRINGTON WILTONS CSO (NEAR WRC INLET) | 17058 | CSO |  | West | ST4649862592 | 346498 | 162592 | Gravity | Storm overflow | 53 |  | B | 15 minute | Battery-powered | 2018-11-29 | AMP6 | N | 470 | 423 | E5359 | waste2 | N/A | N/A | N/A | N/A | N/A | N/A |  | Y | 17058 | Off-road | Grass | In chamber |  | Yes | PTI |  | Permit is for 13364 | #N/A |  |  | Covering 13364 | E5359 | 17058
17062S1 | 17062S | RINGSTEAD WRC SSO | 17062 | WRC |  | South | SY7514281580 | 375142 | 81580 | Gravity | Settled storm overflow | 1.7 |  | A | 2 minute | Mains-powered | 2011-03-01 | AMP5 | N | 1730 | 1638 | E24111 | waste | B46316 | waste | B46317 | waste | B46319 | waste |  | N | - | - | - | - | - | - | - |  |  | 17062 | Being Revisited |  | 17062S1 | #N/A | #N/A
17081B1 | 17081B | SANDFORD ORCAS WRC INLET O/F | 17081 | WRC |  | West | ST6184821568 | 361848 | 121568 | Gravity | Storm/ Emergency | 2.6 |  | A | 2 minute | Mains-powered | 2019-03-07 | AMP6 | N | 3677 | 3309 | E24274 | waste | B40872 | waste | B40871 | waste | B40873 | waste |  | N | - | - | - | - | - | - | - |  |  | #N/A |  |  | 17081B1 | #N/A | #N/A
17085X1 | 17085X | POOLE BOURNE BOTTOM (MH 2301)(SZ05942301) | 17085 | MH |  | South | SZ0523994316 |  |  |  | Non-EDM | N/A |  | N/A | N/A | Battery-powered | 2018-06-04 | Non-EDM | N | 1000 | 900 | E5152 | waste2 | N/A | N/A | N/A | N/A | N/A | N/A |  | Y | 17085 | Off-road |  | Outside Chamber | Box | Yes |  |  |  | #N/A |  |  | FINE | #N/A | #N/A
17089X1 | 17089X | POOLE SCOTT RD (MH 6006)(SZ05946006) | 17089 | MH |  | South | SZ0563794007 |  |  |  | Non-EDM | N/A |  | N/A | N/A | Battery-powered | 2018-06-04 | Non-EDM | N | 1000 | 900 | E5153 | waste2 | N/A | N/A | N/A | N/A | N/A | N/A |  | Y | 17089 | Off-road |  | Outside Chamber | Box | Yes |  |  |  | #N/A |  |  | FINE | #N/A | #N/A
17113C1 | 17113C | BATH HAYCOMBE DRIVE NO. 223 GARDEN CSO | 17113 | CSO |  | North | ST7244663982 | 372446 | 163982 | Gravity | Storm overflow | 8 |  | D | 15 minute | Battery-powered | 2022-11-14 | AMP7 | N | 110 | 99 | E5681 | waste2 | N/A | N/A | N/A | N/A | N/A | N/A |  | Y | 17113 | Off-road | Garden | Outside Chamber | Box | Yes |  |  | Wrong spil level in PRISM | Newly added |  |  | 17113C1 | #N/A | #N/A
17123C1 | 17123C | BRISTOL E'VIL PRK FISH BRK CSO | 17123 | CSO |  | North | ST6191675708 | 361916 | 175708 | Gravity | Storm overflow | 164 |  | B | 15 minute | Mains-powered | 2016-03-31 | AMP6 | N | 2680 | 2412 | E38924 | waste | B129753 | waste | B129761 | waste | B129762 | waste |  | N | - | - | - | - | - | - | - |  |  | #N/A |  |  | 17123C1 | E38924 | 17123
17143C1 | 17143C | ASHILL MAIN STW | 17143 | WRC |  | West | ST3216017730 | 332160 | 117730 |  | Storm Overflow | 3.4 |  |  |  |  | 2023-07-13 | AMP7 | N | 175 | 158 | E25881 | waste | B55204 | waste | B55205 | waste | B55206 | waste | [11 empty] | New to register but no install data |  |  | 17143C1 | #N/A | #N/A
17166C1 | 17166C | BATH BEWDLEY ROAD CSO | 17166 | CSO |  | North | ST7568663915 | 375686 | 163915 | Gravity | Storm overflow | 10 |  | A | 2 minute | Battery-powered | 2018-03-26 | AMP6 | N | 200 | 180 | E1476 | waste2 | N/A | N/A | N/A | N/A | N/A | N/A |  | Y | 17166 | Road |  | Outside Chamber | Box | No | Deep |  |  | #N/A |  |  | 17166C1 | E1476 | 17166
17169E1 | 17169E | STURMINSTER NEWTON FIELD CLOSE SPS | 17169 | SPS |  | South | ST7923715033 |  |  | Gravity | EO | N/A |  |  |  | Mains-powered |  | AMP7 | Y | 3100 | 2790 | E25013 | waste | B45852 | waste | N/A | waste | N/A | waste |  | N | - | - | - | - | - | - | - |  |  | #N/A |  |  | 17169E1 | E25013 | 17169
17172C1 | 17172C | BATH BRASSMILL LN OPP 22 CSO | 17172 | CSO |  | North | ST7242364965 | 372423 | 164965 | Gravity | Storm overflow | 33 |  | B | 15 minute | Battery-powered | 2018-02-09 | AMP6 | N | 1270 | 1143 | E1486 | waste2 | N/A | N/A | N/A | N/A | N/A | N/A |  | Y | 17172 | Off-road | Grass | Outside Chamber | Box | No | Swing-arm fitted |  |  | #N/A |  |  | 17172C1 | E1486 | 17172
17175B1 | 17175B | PURITON DOWNEND TERRACE SPS | 17175 | SPS |  | West | ST3127241413 | 331272 | 141413 | Gravity | Storm/ Emergency | 5 |  | C | 15 minute | Mains-powered | 2018-03-10 | AMP6 | N | 602 | 542 | E24727 | waste | B43821 | waste | B43820 | waste | B43822 | waste |  | N | - | - | - | - | - | - | - |  |  | #N/A |  |  | 17175B1 | E24727 | 17175
17179C1 | 17179C | BRISTOL CROSSWAYS ROAD GARDEN R/O NO 114 CSO | 17179 | CSO |  | North | ST6020770387 | 360207 | 170387 | Gravity | Storm overflow | N/A |  | C | 15 minute | Battery-powered | 2022-11-09 | AMP7 | N | 210 | 189 | E5682 | waste2 | N/A | N/A | N/A | N/A | N/A | N/A |  | Y | 17179 | Off-road | Garden | Outside Chamber | Box | Yes |  |  | Wrong spil level in PRISM | Newly added |  |  | 17179C1 | #N/A | #N/A
17203E1 | 17203E | BRISTOL BROAD QUAY SPS | 17203 | SPS |  | North | ST5860872850 | 358608 | 172850 | Gravity | EO | N/A |  |  |  | Mains-powered |  | AMP7 | Y | 3530 | 3177 | E58901 | waste | B191862 | waste | N/A | waste | N/A | waste |  | N | - | - | - | - | - | - | - |  |  | #N/A |  |  | 17203E1 | E58901 | 17203
17212C1 | 17212C | FORDINGBRIDGE SALISBURY ST CSO | 17212 | CSO |  | South | SU1500114365 | 415001 | 114365 | Pumped | Storm overflow | 21 |  | A | 2 minute | Mains-powered | 2019-10-21 | AMP6 | N | 510 | 459 | E29789 | waste | B77733 | waste | N/A | waste | B77739 | waste |  | N | - | - | - | - | - | - | - |  |  | #N/A |  |  | 17212C1 | E29789 | 17212
17224C1 | 17224C | BRISTOL IRVING CL SEYMR RD CSO | 17224 | CSO |  | North | ST6505275648 | 365052 | 175648 | Gravity | Storm overflow | 46 |  | C | 15 minute | Mains-powered | 2017-07-12 | AMP6 | N | 440 | 396 | E26850 | waste | B41063 | waste | N/A | waste | N/A | waste |  | N | - | - | - | - | - | - | - |  |  | #N/A |  |  | 17224C1 | E26850 | 17224
17227X1 | 17227X | BOURNEMOUTH ALUM CHINE CSO | 17227 | CSO |  | South | SZ0739990256 | 407399 | 90256 | Gravity | Storm Overflow | N/A |  | Unknown | 2 minute | Battery-Powered | 2022-03-16 | AMP7 | N | 1630 | 1467 | E5644 | waste2 | N/A | N/A | N/A | N/A | N/A | N/A |  | Y | 17227 | Off-road | Playground | Outside Chamber | Box | Yes |  |  | OOS on Site Info | Newly added |  |  | Unpermitted | #N/A | #N/A
17236X1 | 17236X | MAIDEN BRADLEY CSO | 17236 | CSO |  | South | ST8099838705 | 380998 | 138705 | Gravity | Storm overflow | N/A |  | B | 15 minute | Battery-powered | 2018-10-01 | AMP7 | N | 460 | 414 | E5377 | waste2 | N/A | N/A | N/A | N/A | N/A | N/A |  | Y | 17236 | Road |  | Outside Chamber | Box | Yes |  |  |  | 17236 |  |  | Unpermitted | #N/A | #N/A
17258S1 | 17258S | MONKTON DEVERILL WRC SSO | 17258 | WRC |  | South | ST8535437161 | 385354 | 137161 | Gravity | Settled storm overflow | 1.2 |  | A | 2 minute | Mains-powered | 2019-01-29 | AMP6 | N | 3490 | 3141 | E26037 | waste | B39297 | waste | B39298 | waste | B39299 | waste |  | N | - | - | - | - | - | - | - |  |  | #N/A |  |  | 17258S1 | #N/A | #N/A
17259X1 | 17259X | BURBAGE HAREPATH(BURBAGE HAREPATH) | 17259 | MH |  | North | SU2288960707 |  |  |  | Non-EDM | N/A |  | N/A | N/A | Battery-powered | 2017-06-06 | Non-EDM | N | 1525 | 1372 | E20976 | waste2 | N/A | N/A | N/A | N/A | N/A | N/A |  | Y | 17259 | Off-road | Grass | Outside Chamber | Box | Yes |  |  |  | #N/A |  |  | FINE | #N/A | #N/A
17268C1 | 17268C | BRISTOL KINGSWOOD STATION RD SPS | 17268 | SPS |  | North | ST6556075645 | 365560 | 175645 | Gravity | Storm overflow | 30 |  | C | 15 minute | Mains-powered | 2018-02-20 | AMP6 | N | 6450 | 5810 | E26700 | waste | B139944 | waste | B139943 | waste | B139945 | waste |  | N | - | - | - | - | - | - | - |  | Date added by MH from O&M manuals | #N/A |  |  | 17268C1 | E26700 | 17268
17273C1 | 17273C | ALDERTON WRC | 17273 | WRC |  | North | ST8411183585 | 384111 | 183585 |  | Storm Overflow | 2.1 |  |  |  |  | 2023-10-06 | AMP7 | N | 450 | 415 | E28926 | waste | B77043 | waste | B77044 | waste | B77045 | waste | [11 empty] | New to register but no install data |  |  | 17273C1 | #N/A | #N/A
17286C1 | 17286C | RADSTOCK WTRLOO RD/PINE CT CSO | 17286 | CSO |  | North | ST6913954961 | 369139 | 154961 | Gravity | Storm overflow | N/A |  | B | 15 minute | Battery-powered | 2018-09-19 | AMP6 | N | 570 | 513 | E5309 | waste2 | N/A | N/A | N/A | N/A | N/A | N/A |  | Y | 17286 | Road |  | Outside Chamber | Box | Yes |  |  |  | #N/A |  |  | 17286C1 | E5309 | 17286
17291B1 | 17291B | CHARLTON MUSGROVE STW | 17291 | WRC |  | West | ST7321031631 | 373210 | 131631 |  | Storm/ Emergency | 1.9 |  |  |  |  | 2023-08-24 | AMP7 | N | 3680 | 3312 | E26577 | waste | B51417 | waste | B51418 | waste | B51419 | waste | [11 empty] | New to register but no install data |  |  | 17291B1 | #N/A | #N/A
17318C1 | 17318C | TAUNTON BRID RD OS 75 CSO | 17318 | CSO |  | West | ST2483525233 | 324835 | 125233 | Gravity | Storm overflow | N/A |  | B | 15 minute | Battery-powered | 2018-10-17 | AMP6 | N | 1100 | 990 | E5313 | waste2 | N/A | N/A | N/A | N/A | N/A | N/A |  | Y | 17318 | Off-road | Drive | Outside Chamber | Box | Yes |  |  |  | #N/A |  |  | 17318C1 | E5313 | 17318
17329C1 | 17329C | BRISTOL OPP 83 AIRPORT RD CSO | 17329 | CSO |  | North | ST6057869890 | 360578 | 169890 | Gravity | Storm overflow | 155 |  | C | 15 minute | Mains-powered | 2018-03-06 | AMP6 | N | 2010 | 1809 | E28981 | waste | B17436 | waste | B17434 | waste | B17437 | waste |  | N | - | - | - | - | - | - | - |  |  | #N/A |  |  | 17329C1 | E28981 | 17329
17336C1 | 17336C | KINGSWOOD HANHAM ANSTEY'S ROAD CSO | 17336 | CSO |  | North | ST6396572333 | 363965 | 172333 | Gravity | Storm overflow | 97 |  | C | 15 minute | Mains-powered | 2018-02-15 | AMP6 | N | 601 | 540 | E28074 | waste | B45182 | waste | B45184 | waste | B45185 | waste |  | N | - | - | - | - | - | - | - |  |  | #N/A |  |  | 17336C1 | E28074 | 17336
17338C1 | 17338C | TAUNTON MARKET CSO | 17338 | CSO |  | West | ST2285225195 | 322852 | 125195 | Gravity | Storm overflow | 130 |  | A | 2 minute | Battery-powered | 2018-03-05 | AMP6 | N | 660 | 594 | E5125 | waste2 | N/A | N/A | N/A | N/A | N/A | N/A |  | Y | 17338 | Off-road | Car Park | In chamber |  | No |  |  |  | #N/A |  |  | 17338C1 | E5125 | 17338
17342B1 | 15630B | CHICKERELL RASHLEY ROAD GARDEN OF NO 19 CSO | 17342 | CSO |  | South | SY6470080468 |  |  | Gravity | Storm/ Emergency | N/A |  | UNKNOWN | 2 minute | Battery-powered | 2020-03-23 15:17 | AMP7 | N | 810 | 729 | E5470 | waste2 | N/A | N/A | N/A | N/A | N/A | N/A |  | Y | 17342 | Off-road | Drive | Outside Chamber | Box | Yes | PTI | 2024-06-28 | Permit is for 15630 [28th Jun 24] EW: Changed Permit Reference from 17342B to 15630B. | #N/A |  |  | Covering 15630 | #N/A | #N/A
17350C1 | 17350C | RADSTOCK WTRLOO RD BLD YD CSO | 17350 | CSO |  | North | ST6905554945 | 369055 | 154945 | Gravity | Storm overflow | 12 |  | B | 15 minute | Battery-powered | 2018-07-13 | AMP6 | N | 1865 | 1679 | E5234 | waste2 | N/A | N/A | N/A | N/A | N/A | N/A |  | Y | 17350 | Road |  | Outside Chamber | Box | Yes |  |  |  | #N/A |  |  | 17350C1 | E5234 | 17350
17356C1 | 17356C | BISHOPS LYDEARD - CHURCH ST CSO | 17356 | CSO |  | West | ST1683129715 | 316831 | 129715 | Gravity | Storm overflow | 42 |  | D | 15 minute | Battery-powered | 2021-05-06 | AMP7 | N | 685 | 616 | E5441 | waste2 | N/A | N/A | N/A | N/A | N/A | N/A |  | Y | 17356 | Road |  | Outside Chamber | Box | Yes |  |  |  | 17356 |  |  | 17356C1 | #N/A | #N/A
17370C1 | 17370C | TAUNTON WILTON ORCHARD CAR PARK CSO | 17370 | CSO |  | West | ST2254523880 | 322545 | 123880 | Gravity | Storm overflow | 14 |  | D | 15 minute | Battery-powered | 2020-12-03 09:58 | AMP7 | N | 455 | 410 | E5519 | waste2 | N/A | N/A | N/A | N/A | N/A | N/A |  | Y | 17370 | Off-road |  | In chamber |  | Yes |  |  |  | 17370 |  |  | 17370C1 | #N/A | #N/A
17375R1 | 17375R | POND HEAD HOLT WRC SPILL TO STORM | 17375 | WRC |  | South | SU0339804563 |  |  | Gravity | Spill to Storm | 7.3 |  |  |  | Mains-powered | Installed | AMP7 | N | 1143 | 1028.7 | E30485 | waste | B101056 | waste | B101057 | waste | B101058 | waste |  | N | - | - | - | - | - | - | - |  |  | 17375 |  |  | FINE | #N/A | #N/A
17375S1 | 17375S | HOLT POND HEAD WRC SSO | 17375 | WRC |  | South | SU0339804563 |  |  |  | Settled storm overflow | 7.3 |  |  | 15 minute | Mains-powered | 2020-10-30 | AMP7 | N | 4655 | 4189.5 | E30486 | waste | B128146 | waste | B128147 | waste | B100923 | waste |  | N | - | - | - | - | - | - | - |  |  | 17375 |  | tick | 17375S1 | #N/A | #N/A
17378C1 | 17378C | STOGURSEY CHURCH ST NR 5-7 CSO | 17378 | CSO |  | West | ST2043142882 | 320431 | 142882 | Gravity | Storm overflow | 24 |  | A | 2 minute | Battery-powered | 2018-11-22 | AMP6 | N | 160 | 144 | E5009 | waste2 | N/A | N/A | N/A | N/A | N/A | N/A |  | Y | 17378 | Road |  | Outside Chamber | Box | Yes |  |  |  | #N/A |  |  | 17378C1 | E5009 | 17378
17383C1 | 17383C | TAUNTON - STOKE ROAD O/S 15 | 17383 | CSO |  | West | ST2391523376 | 323915 | 123376 | Gravity | Storm overflow | 28 |  | D | 15 minute | Battery-powered | 2020-08-05 12:59 | AMP7 | N | 100 | 90 | E5089 | waste2 | N/A | N/A | N/A | N/A | N/A | N/A |  | Y | 17383 | Road |  | Outside Chamber | Box | Yes |  |  |  | 17383 |  |  | 17383C1 | #N/A | #N/A
17384C1 | 17384C | BRISTOL DEVONSHIRE ROAD O/S 75 CSO | 17384 | CSO |  | North | ST5762775706 | 357627 | 175706 |  | Storm overflow | 35 |  | D | 15 minute | Mains-powered | 2021-01-19 | AMP7 | N | 205 | 184.5 | E37041 | waste | B122274 | waste | B151544 | waste | B122277 | waste |  | N | - | - | - | - | - | - | - |  |  | 17384 |  |  | 17384C1 | #N/A | #N/A
17385C1 | 17385C | BRISTOL LINDEN ROAD JNC HOWARD ROAD CSO | 17385 | CSO |  | North | ST5770175823 | 357701 | 175823 |  | Storm overflow | 35 |  | D | 15 minute | Mains-powered | 2021-02-10 | AMP7 | N | 180 | 162 | E35494 | waste | B117623 | waste | B151512 | waste | B117626 | waste |  | N | - | - | - | - | - | - | - |  |  | 17385 |  |  | 17385C1 | #N/A | #N/A
17386X1 | 17386X | Bristol Hollyguest Road Jnc Greenbank Road CSO | 17386 | CSO |  | North | ST6494372550 | 364943 | 172550 |  | Non-EDM | [8 empty] | 1125 | 1012 | E5084 | WASTE2
17388X1 | 17388X | Bristol Hollyguest Road O/S 21 CSO | 17388 | CSO |  | North | ST6503072564 | 365030 | 172564 |  | Non-EDM | [8 empty] | 590 | 531 | E5378 | WASTE2
17389X1 | 17389X | Bristol Hollyguest Road O/S 16 CSO | 17389 | CSO |  | North | ST6501272536 | 365012 | 172536 |  | Non-EDM | [8 empty] | 785 | 706 | E45026 | WASTE2
17390C1 | 17390C | BATH FRESHFORD FLD OF ROSEMY LN CSO | 17390 | CSO |  | North | ST7849159612 | 378491 | 159612 | Gravity | Storm overflow | N/A |  | B | 15 minute | Battery-powered | 2018-10-19 | AMP6 | N | 120 | 108 | E5259 | waste2 | N/A | N/A | N/A | N/A | N/A | N/A |  | Y | 17390 | Off-road | Woods | Outside Chamber | Bollard | No | Deep |  |  | #N/A |  |  | 17390C1 | E5259 | 17390
17392C1 | 17392C | RADSTOCK WALEGRVE TER OP 9 CSO | 17392 | CSO |  | North | ST6912855017 | 369128 | 155017 | Gravity | Storm overflow | 31 |  | B | 15 minute | Battery-powered | 2018-10-15 | AMP6 | N | 105 | 95 | E5261 | waste2 | N/A | N/A | N/A | N/A | N/A | N/A |  | Y | 17392 | Off-road |  | In chamber |  | Yes |  |  |  | #N/A |  |  | 17392C1 | E5261 | 17392
17394C1 | 17394C | WARMINSTER WEYMTH ST RO 23 CSO | 17394 | CSO |  | North | ST8738344924 | 387383 | 144924 | Gravity | Storm overflow | N/A |  | B | 15 minute | Mains-powered | 2019-04-29 | AMP6 | N | 695 | 625 | E13563 | waste | B151640 | waste | B151641 | waste | B151642 | waste |  | N | - | - | - | - | - | - | - |  | Permit is for 16914 Date added by MH from O&M manuals | 17394 |  |  | Covering 16914 | E13563 | 17394
17396C1 | 17396C | BRIDPORT WEST BAY ROAD REAR GARDEN OF 13A CSO | 17396 | CSO |  | South | SY4654091416 | 346540 | 91416 | Gravity | Storm overflow | N/A |  | D | 15 minute | Battery-powered | 2019-11-28 12:30 | AMP7 | N | 880 | 792 | E5454 | waste2 | N/A | N/A | N/A | N/A | N/A | N/A |  | Y | 17396 | Off-road | Garden | Outside Chamber | Box | Yes |  |  | Wrong spill level in Prism | 17396 |  |  | 17396C1 | #N/A | #N/A
17430C1 | 17430C | GAUNTS COMMON WRC INLET O/F | 17430 | WRC | No | South | SU0252904938 |  |  |  | Storm overflow | N/A |  |  | 15 minute |  |  | Unknown | N | [11 empty] | N | - | - | - | - | - | - | - |  | Site schematic shows this exists but MCERT schematic, AMP7 register and Master Tracker don't contain it. | 17430 |  | tick | Engineered out? | #N/A | #N/A
17430R1 | 17430R | GAUNTS COMMON WRC SPILL TO STORM | 17430 | WRC |  | South | SU0252904938 |  |  | Gravity | Spill to Storm | 6 |  |  |  | Mains-powered | 2022-09-26 | AMP7 | N | 2033 | 1829.7 | E31287 | waste | B102697 | waste | B102698 | waste | B102704 | waste |  | N | - | - | - | - | - | - | - |  |  | 17430 |  |  | FINE | #N/A | #N/A
17430S1 | 17430S | GAUNTS COMMON WRC SSO | 17430 | WRC |  | South | SU0252904938 |  |  |  | Settled storm overflow | 6 |  |  | 15 minute | Mains-powered | 2020-10-30 | AMP7 | N | 4655 | 4189.5 | E31134 | waste | B102725 | waste | B31868 | waste | B102687 | waste |  | N | - | - | - | - | - | - | - |  |  | 17430 |  | tick | 17430S1 | #N/A | #N/A
17440B1 | 14161B | CALNE COMPTON BASSETT STREET FARM CSO | 17440 | CSO |  | North | SU0348872912 | 403488 | 172912 | Gravity | Storm/ Emergency | N/A |  | B | 15 minute | Battery-powered | 2018-03-29 | AMP6 | N | 800 | 720 | E5027 | waste2 | N/A | N/A | N/A | N/A | N/A | N/A |  | Y | 17440 | Road |  | Outside Chamber | Box | Yes |  | 2024-06-28 | Permit is for 14161 [28th Jun 24] Added explicit Permit Reference | #N/A |  |  | Covering 14161 | E5027 | 17440
17447C1 | 17447C | BRISTOL CAIRNS RD OS 42 CSO | 17447 | CSO |  | North | ST5809875912 | 358098 | 175912 | Gravity | Storm overflow | 30 |  | C | 15 minute | Mains-powered | 2019-04-01 | AMP6 | N | 200 | 130 ( Set to 65% ) | E35485 | waste | B117603 | waste | B117607 | waste | B117606 | waste |  | N | - | - | - | - | - | - | - |  |  | #N/A |  |  | 17447C1 | E35485 | 17447
17450C1 | 17450C | BRISTOL ELLESMERE ROAD R/O 15 AND 16 CSO | 17450 | CSO |  | North | ST6157969923 | 361579 | 169923 | Gravity | Storm overflow | 320 |  | C | 15 minute | Battery-powered | 2022-02-02 | AMP7 | N | 1600 | 1440 | E5566 | waste2 | N/A | N/A | N/A | N/A | N/A | N/A |  | Y | 17450 | Off-road | Grass | Outside Chamber | Box | Yes |  |  |  | Newly added |  |  | 17450C1 | #N/A | #N/A
17457X1 | 17457X | LOTTISHAM SEPTIC TANK WRC | 17457 | Tank |  | North | ST5790134149 |  |  |  | Non-EDM | N/A |  | N/A | N/A | Battery-powered | 2018-05-16 | Non-EDM | N | 1330 | 1197 | E5240 | waste2 | N/A | N/A | N/A | N/A | N/A | N/A |  | Y | 17457 | Off-road |  | In chamber |  | Yes |  |  |  | #N/A |  |  | FINE | #N/A | #N/A
17485C1 | 17485C | CHRISTIAN MALFORD SPS | 17485 | SPS |  | North | ST9627478626 | 396274 | 178626 | Pumped | Storm overflow | 2 |  | C | 15 minute | Mains-powered | 2017-10-16 | AMP6 | N | N/A | N/A | E30164 | waste | B85981 | waste | N/A | waste | N/A | waste |  | N | - | - | - | - | - | - | - |  |  | #N/A |  |  | 17485C1 | E30164 | 17485
17501C1 | 17501C | BRISTOL CRANBROOK RD O/S 2 CSO | 17501 | CSO |  | North | ST5879774788 | 358797 | 174788 | Gravity | Storm overflow | 145 |  | B | 15 minute | Battery-powered | 2018-11-09 | AMP6 | N | 185 | 167 | E5334 | waste2 | N/A | N/A | N/A | N/A | N/A | N/A |  | Y | 17501 | Road |  | Outside Chamber | Box | Yes |  |  |  | #N/A |  |  | 17501C1 | E5334 | 17501
17502C1 | 17502C | BRISTOL CRANBROOK RD O/S NO.192 CSO | 17502 | CSO |  | North | ST5821075440 | 358210 | 175440 | Gravity | Storm overflow | 240 |  | D | 15 minute | Battery-powered | 2021-04-21 12:16 | AMP7 | N | 1045 | 940 | E5442 | waste2 | N/A | N/A | N/A | N/A | N/A | N/A |  | Y | 17502 | Road |  | Outside Chamber | Box | Yes |  |  |  | 17502 |  |  | 17502C1 | #N/A | #N/A
17504C1 | 17504C | STREET FORD STREAM RD CSO | 17504 | CSO |  | West | ST4733436427 | 347334 | 136427 | Gravity | Storm overflow | 45 |  | D | 15 minute | Mains-powered | 2018-02-26 | AMP6 | N | 485 | 437 | E7921 | waste | B15035 | waste | B15037 | waste | B15038 | waste |  | N | - | - | - | - | - | - | - |  | Date added by MH from O&M manuals | #N/A |  |  | 17504C1 | E7921 | 17504
17510C1 | 17510C | BATH BRASSMILL LANE NO 62 CSO | 17510 | CSO |  | North | ST7225565184 | 372255 | 165184 | Gravity | Storm overflow | 5 |  | D | 15 minute | Battery-powered | 2018-03-26 | AMP6 | N | 1110 | 999 | E5135 | waste2 | N/A | N/A | N/A | N/A | N/A | N/A |  | Y | 17510 | Road |  | Outside Chamber | Box | Yes |  |  |  | #N/A |  |  | 17510C1 | E5135 | 17510
17511C1 | 17511C | BATH NEWBRIDGE RD R/O 131 CSO | 17511 | CSO |  | North | ST7272965053 | 372729 | 165053 | Gravity | Storm overflow | 38 |  | D | 15 minute | Mains-powered | 2018-02-08 | AMP6 | N | 486 | 437 | E23982 | waste | B139716 | waste | B139715 | waste | B40229 | waste |  | N | - | - | - | - | - | - | - |  |  | #N/A |  |  | 17511C1 | E23982 | 17511
17512C1 | 17512C | BATH LOCKSBROOK ROAD OPP. NO.10 CSO | 17512 | CSO |  | North | ST7338265019 | 373383 | 165018 | Gravity | Storm overflow | 7.5 |  |  | 15 minute | Battery-powered | 2020-11-13 12:13 | AMP7 | N | 380 | 342 | E5512 | waste2 | N/A | N/A | N/A | N/A | N/A | N/A |  | Y | 17512 | Off-road | Garden | In chamber |  | No |  |  |  | 17512 |  |  | 17512C1 | E5512 | 17512
17513C1 | 17513C | BATH WESTON, JNCT LANDWN LNE HIGH ST CSO | 17513 | CSO |  | North | ST7257566633 | 372575 | 166633 | Gravity | Storm overflow | 57 |  | B | 15 minute | Battery-powered | 2020-02-12 | AMP6 | N | 910 | 819 | E5459 | waste2 | N/A | N/A | N/A | N/A | N/A | N/A |  | Y | 17513 | Road |  | Outside Chamber | Box | Yes |  |  |  | #N/A |  |  | 17513C1 | E5459 | 17513
17514C1 | 17514C | BATH SOUTHLANDS RO NO 125 CSO | 17514 | CSO |  | North | ST7273066470 | 372730 | 166470 | Gravity | Storm overflow | 26 |  | B | 15 minute | Battery-powered | 2018-03-07 | AMP6 | N | 300 | 270 | E1496 | waste2 | N/A | N/A | N/A | N/A | N/A | N/A |  | Y | 17514 | Off-road | Garden | Outside Chamber | Box | No | Deep |  |  | #N/A |  |  | 17514C1 | E1496 | 17514
17515C1 | 17515C | BATH WESTON VILLAGE SEWER CSO | 17515 | CSO |  | North | ST7296266543 | 372962 | 166543 | Gravity | Storm overflow | 37 |  | B | 15 minute | Battery-powered | 2018-08-15 | AMP6 | N | 355 | 320 | E5177 | waste2 | N/A | N/A | N/A | N/A | N/A | N/A |  | Y | 17515 | Road |  | Outside Chamber | Box | No |  |  |  | #N/A |  |  | 17515C1 | E5177 | 17515
17517C1 | 17517C | BATH WINDSOR COURT CSO | 17517 | CSO |  | North | ST7350565082 | 373505 | 165082 | Gravity | Storm overflow | 47.5 |  | B | 15 minute | Mains-powered | 2019-04-15 | AMP6 | N | 13040 | 11736 | E23609 | waste | B63711 | waste | B63707 | waste | N/A | waste |  | N | - | - | - | - | - | - | - |  | Spills via 17142 | #N/A |  |  | 17517C1 | E23609 | 17517
17522X1 | 17522X | Bath Towpath West of Destructor Syphon Inlet | 17522 | Syphon |  | North | ST7390665125 | 373906 | 165125 |  | Non-EDM | N/A |  |  |  | Battery-Powered | 2023-03-17 | Non-EDM | N | 207 | 196 | E5697 | waste2 | N/A | N/A | N/A | N/A | N/A | N/A |  | Y | 17522 | Off-road | Footpath | In chamber |  | Yes |  |  |  | Newly added |  |  | FINE | E5697 | #N/A
17524C1 | 17524C | BATH LUCKLNDS RD LAWNS COT CSO | 17524 | CSO |  | North | ST7314066239 | 373140 | 166239 | Gravity | Storm overflow | 34 |  | B | 15 minute | Battery-powered | 2018-07-25 | AMP6 | N | 900 | 810 | E5182 | waste2 | N/A | N/A | N/A | N/A | N/A | N/A |  | Y | 17524 | Road |  | Outside Chamber | Box | No |  |  |  | #N/A |  |  | 17524C1 | E5182 | 17524
17526C1 | 17526C | BATH UPR BRIS RD MARLB' LN CSO | 17526 | CSO |  | North | ST7421265081 | 374212 | 165081 | Gravity | Storm overflow | N/A |  | B | 15 minute | Battery-powered | 2018-07-27 | AMP6 | N | 220 | 198 | E5185 | waste2 | N/A | N/A | N/A | N/A | N/A | N/A |  | Y | 17526 | Road |  | Outside Chamber | Box | No |  |  |  | #N/A |  |  | 17526C1 | E5185 | 17526
17531C1 | 17531C | BATH GRN PK RIV SYP TOWPTH CSO | 17531 | CSO |  | North | ST7485764413 | 374857 | 164413 | Gravity | Storm overflow | 205 |  | B | 15 minute | Battery-powered | 2018-11-29 | AMP6 | N | 2260 | 2034 | E5255 | waste2 | N/A | N/A | N/A | N/A | N/A | N/A |  | Y | 17531 | Off-road |  | In chamber |  | Yes |  |  |  | #N/A |  |  | 17531C1 | E5255 | 17531
17532C1 | 17532C | BATH AVON ST O/S TECH COLG CSO | 17532 | CSO |  | North | ST7482964641 | 374829 | 164641 | Gravity | Storm overflow | 82 |  | C | 15 minute | Mains-powered | 2019-06-18 | AMP6 | N | 1282 | 1153 | E23472 | waste | B139906 | waste | B139905 | waste | B40121 | waste |  | N | - | - | - | - | - | - | - |  |  | #N/A |  |  | 17532C1 | E23472 | 17532
17533C1 | 17533C | BATH BROAD QY/WSTGATE ST CSO | 17533 | CSO |  | North | ST7504264372 | 375042 | 164372 | Gravity | Storm overflow | 46 |  | B | 15 minute | Battery-powered | 2018-12-10 | AMP6 | N | 670 | 603 | E5179 | waste2 | N/A | N/A | N/A | N/A | N/A | N/A |  | Y | 17533 | Road |  | Outside Chamber | Box | Yes |  |  |  | #N/A |  |  | 17533C1 | E5179 | 17533
17534C1 | 17534C | BATH SOUTHGATE (NORTH END) CSO | 17534 | CSO |  | North | ST7506364562 | 375063 | 164562 | Gravity | Storm overflow | 68 |  | B | 15 minute | Battery-powered | 2018-04-10 | AMP6 | N | 710 | 540 | E1506 | waste2 | N/A | N/A | N/A | N/A | N/A | N/A |  | Y | 17534 | Off-road | Pavement | Outside Chamber | Box | No |  |  |  | #N/A |  |  | 17534C1 | E1506 | 17534
17536C1 | 17536C | BATH RAILWY PL ROYAL HOTEL CSO | 17536 | CSO |  | North | ST7527464383 | 375274 | 164383 | Gravity | Storm overflow | 34 |  | B | 15 minute | Battery-powered | 2017-05-25 | AMP6 | N | 570 | 513 | E1516 | waste2 | N/A | N/A | N/A | N/A | N/A | N/A |  | Y | 17536 | Road |  | Outside Chamber | Box | No | Deep |  |  | #N/A |  |  | 17536C1 | E1516 | 17536
17537C1 | 17537C | BATH R/O 30 FAIRFIELD AVE | 17537 | CSO |  | North | ST7517066721 | 375170 | 166721 | Gravity | Storm overflow | 25 |  | A | 2 minute | Battery-powered | 2018-03-06 | AMP6 | N | 890 | 801 | E5104 | waste2 | N/A | N/A | N/A | N/A | N/A | N/A |  | Y | 17537 | Off-road | Garden | In chamber |  | No |  |  |  | #N/A |  |  | 17537C1 | E5104 | 17537
17538C1 | 17538C | BATH ALLOT R/O 28 BAYTREE RD | 17538 | CSO |  | North | ST7559866606 | 375598 | 166606 | Gravity | Storm overflow | 22 |  | A | 2 minute | Battery-powered | 2018-03-06 | AMP6 | N | 480 | 432 | E5108 | waste2 | N/A | N/A | N/A | N/A | N/A | N/A |  | Y | 17538 | Off-road |  | In chamber |  | Yes |  |  |  | #N/A |  |  | 17538C1 | E5108 | 17538
17541C1 | 17541C | BATH LARKHALL TER FLD REAR CSO | 17541 | CSO |  | North | ST7620666581 | 376206 | 166581 | Gravity | Storm overflow | 36 |  | A | 2 minute | Battery-powered | 2018-02-15 | AMP6 | N | 870 | 783 | E1526 | waste2 | N/A | N/A | N/A | N/A | N/A | N/A |  | Y | 17541 | Off-road | Grass | Outside Chamber | Box | No |  |  |  | #N/A |  |  | 17541C1 | E1526 | 17541
17542C1 | 17542C | BATH CAR PARK ADJ J.HUGHES COTT | 17542 | CSO |  | North | ST7624866620 | 376248 | 166620 | Gravity | Storm overflow | 16 |  | A | 2 minute | Battery-powered | 2018-03-12 | AMP6 | N | 1165 | 1049 | E5123 | waste2 | N/A | N/A | N/A | N/A | N/A | N/A |  | Y | 17542 | Off-road | Car Park | Outside Chamber | Box | No |  |  | [12th Jul 23] EW: updated Spill and Pre-Spill Levels. | #N/A |  |  | 17542C1 | E5123 | 17542
17543C1 | 17543C | BATH LAMBRDGE RGBY GRD C/P CSO | 17543 | CSO |  | North | ST7633466409 | 376334 | 166409 | Gravity | Storm overflow | 37 |  | B | 15 minute | Battery-powered | 2018-10-16 | AMP6 | N | 1460 | 1314 | E5253 | waste2 | N/A | N/A | N/A | N/A | N/A | N/A |  | Y | 17543 | Off-road | Grass | In chamber |  | No |  |  |  | #N/A |  |  | 17543C1 | E5253 | 17543
17549B1 | 17549B | LOXTON STW (NEW) | 17549 | WRC |  | West | ST3752555626 | 337525 | 155626 |  | Storm/ Emergency | 0.7 |  |  |  |  | 2023-07-25 | AMP7 | N | 1000 | 900 | E32963 | waste | B110223 | waste | B110224 | waste | B110225 | waste | [11 empty] | New to register but no install data |  |  | 17549B1 | #N/A | #N/A
17552X1 | 17552X | WESTON-SUPER-MARE - GREENFIELD PLACE O/S 15 | 17552 | CSO |  | West | ST3146962000 | 331469 | 162000 | Gravity | Storm overflow | N/A |  | D | 2 minute | Battery-powered | 2019-04-13 | AMP5 | N | 220 | 198 | E5420 | waste2 | N/A | N/A | N/A | N/A | N/A | N/A |  | Y | 17552 | Road |  | Outside Chamber | Box | Yes |  |  |  | 17552 |  |  | Unpermitted | E5420 | 17552
17577C1 | 17577C | BRISTOL HOWARD RD / HALSBURY RD CSO | 17577 | CSO |  | North | ST5786475912 | 357864 | 175912 | Gravity | Storm overflow | 45 |  | C | 15 minute | Battery-powered | 2020-12-09 11:47 | AMP7 | N | 200 | 180 | E5522 | waste2 | N/A | N/A | N/A | N/A | N/A | N/A |  | Y | 17577 | Road |  | Outside Chamber | Box | No |  |  |  | 17577 |  |  | 17577C1 | #N/A | #N/A
17585E1 | 17585E | PYMORE THREAD MILL LANE SPS EO | 17585 | SPS |  | South | SY4699694477 |  |  | Gravity | EO | N/A |  |  |  | Mains-powered |  | AMP7 | Y | 5670 | 5103 | E31226 | waste | B106935 | waste | N/A | waste | N/A | waste |  | N | - | - | - | - | - | - | - |  |  | #N/A |  |  | 17585E1 | E31226 | 17585
17589C1 | 17589C | BATH DARTMOUTH AVENUE CSO | 17589 | CSO |  | North | ST7334064254 | 373340 | 164254 | Gravity | Storm overflow | 5 |  | B | 15 minute | Battery-powered | 2018-08-01 | AMP6 | N | 195 | 176 | E5180 | waste2 | N/A | N/A | N/A | N/A | N/A | N/A |  | Y | 17589 | Road |  | Outside Chamber | Box | No | Deep |  |  | #N/A |  |  | 17589C1 | E5180 | 17589
17637Z1 | 17637Z | DORCHESTER RIVENDELL PUMPED CSO | 17637 | CSO |  | South | ST7028000125 | 370280 | 100125 | Pumped | Storm overflow | 5.5 |  | A | 2 minute | Mains-powered | No O&M | AMP5 | N | N/A | N/A | E33413 | waste | Pump 1 RS: B111939 Pump 2 RS: B111940 | waste | N/A | waste | N/A | waste |  | N | - | - | - | - | - | - | - |  | Date added by MH from O&M manuals | #N/A | DONE |  | 17637Z1 | E33413 | 17637
17638Z1 | 17638Z | DORCHESTER PIDDLE INN PUMPED CSO | 17638 | CSO |  | South | SY7047499754 | 370474 | 99754 | Pumped | Storm overflow | 12.7 |  | A | 2 minute | Mains-powered | No O&M | AMP5 | N | N/A | N/A | E33371 | waste | Pump 1 RS: B111806 Pump 2 RS: B111807 | waste | N/A | waste | N/A | waste |  | N | - | - | - | - | - | - | - |  | Date added by MH from O&M manuals | #N/A | DONE |  | 17638Z1 | E33371 | 17638
17684C1 | 17684C | BRISTOL WILLSBRIDGE CSO | 17684 | CSO |  | North | ST6621370106 | 366213 | 170106 | Gravity | Storm overflow | 510 |  | B | 15 minute | Mains-powered | 2018-01-22 | AMP6 | N | 960 | 864 | E35961 | waste | B119442 | waste | B119456 | waste | B119443 | waste |  | N | - | - | - | - | - | - | - |  |  | #N/A |  |  | 17684C1 | E35961 | 17684
17688B1 | 14139B | GREAT RIDGEWAY, SWALLETT GATE CSO | 14139 | SPS |  | North | ST9855880525 | 398558 | 180525 | Pumped | Storm/ Emergency | 10 |  | B | 15 minute | Mains-powered | 2016-12-12 | AMP6 | N | 630 | 567 | E32563 | waste | B108663 | waste | N/A | waste | B108647 | waste |  | N | - | - | - | - | - | - | - | 2024-06-28 | [22nd Dec 23] EW: changed Spill alarm to common pumped Spill alarm. [28th Jun 24] EW: Changed Site ID and Site Name from 14139 SPS to 17688 CSO. | #N/A |  |  | 14139B1 | E32563 | 14139
17688X1 | 17688X | GREATRIDGEWAYSWALLETTSGATECSO | 17688 | CSO |  | North | ST9868280710 | 398682 | 180710 |  | Non-EDM | N/A |  | N/A | N/A | Battery-Powered | 2022-02-14 | Non-EDM | N | 1870 | 1683 | E8113 | waste2 | N/A | N/A | N/A | N/A | N/A | N/A |  | Y | 17688 | Off-road | Grass | Outside Chamber | Box | Yes | [6 empty] | FINE | E8113 | 17688
17762C1 | 17762C | WEYMOUTH OSMINGTON MILLS CSO | 17762 | CSO |  | South | SY7355781714 |  |  | Gravity | Storm overflow | N/A |  | UNKNOWN | 15 minute | Battery-powered | 2022-03-09 | AMP7 | N | 470 | 423 | E5581 | waste2 | N/A | N/A | N/A | N/A | N/A | N/A |  | Y | 17762 | Off-road | Garden | Outside Chamber | Box | Yes | PTI |  | Permit is for 14399 | Newly added |  |  | Covering 14399 | #N/A | #N/A
17771E1 | 17771E | BOWERHILL MELKSHAM OAK SPS | 17771 | SPS |  | North | ST9179862368 | 391798 | 162368 | Gravity | EO | N/A |  |  | N/A | Mains-powered |  | AMP7 | Y | 2050 | 1845 | E32153 | waste | B107519 | waste | N/A | waste | N/A | waste |  | N | - | - | - | - | - | - | - |  |  | #N/A |  |  | 17771E1 | E32153 | 17771
17892C1 | 17892C | TIMSBURY RADFORD HILL CSO | 17892 | CSO |  | North | ST6711458527 | 367114 | 158527 | Gravity | Storm overflow | N/A |  | B | 15 minute | Mains-powered | 2016-10-28 | AMP6 | N | 940 | 846 | E38783 | waste | B56411 | waste | B56415 | waste | B56414 | waste |  | N | - | - | - | - | - | - | - |  | Revoked 2003- overflow moved to 17892 | #N/A |  |  | Change in ID | E38783 | Fine
17990X1 | 17990X | ALMONDSBURY AZTEC WEST SPS(MH ST60822109 ) | 17990 | MH |  | North | ST6023482193 |  |  |  | Non-EDM | N/A |  | N/A | N/A | Battery-powered | 2020-02-19 | Non-EDM | N | 490 | 441 | E5457 | waste2 | N/A | N/A | N/A | N/A | N/A | N/A |  | Y | 17990 | Off-road |  | In chamber |  | Yes |  |  |  | #N/A |  |  | FINE | #N/A | #N/A
18015C1 | 18015C | BOURNEMOUTH COOPER DEAN TANK | 18015 | CSO |  | South | SZ1202194044 | 412021 | 94044 | Gravity | Storm overflow | 415 |  | C | 15 minute | Mains-powered | 2017-08-11 | AMP6 | N | 2440 | 2196 | E17833 | waste | B39613 | waste | N/A | N/A | B39627 | waste |  | N | - | - | - | - | - | - | - | 2024-10-04 | [4th Oct 24] ET: added analoguie signal and removed pre-spil alarm | #N/A |  |  | 18015C1 | #N/A | #N/A
18035X1 | 18035X | BRISLINGTON BROADWALK TANK(MH3504) | 18035 | Tank |  | North | ST6034170557 | 360341 | 170557 | Gravity | Non-EDM | N/A |  |  |  | Battery-powered | 2022-03-04 | Non-EDM | N | 1020 | 918 | E6109 | waste2 | N/A | N/A | N/A | N/A | N/A | N/A |  | Y | 18035 | Off-road | Chamber | Outside Chamber | Box | Yes |  |  |  | #N/A |  |  | FINE | #N/A | #N/A
18710E1 | 18710E | BRISTOL ROYAL EDWARD DOCK ST ANDREWS ROAD SPS | 18710 | SPS |  | North | ST5157879601 | 351578 | 179601 | Gravity | EO | N/A |  |  | 15 minute | Mains-powered | 2020-09-30 | AMP7 | Y | 7025 | 6322.5 | E26341 | waste | B150920 | waste | B150919 | waste | B150921 | waste |  | N | - | - | - | - | - | - | - |  |  | 18710 |  |  | 18710E1 | #N/A | #N/A
18716E1 | 18716E | BUCKHORN WESTON FILLEY BROOK KINGTON MAGNA RD SPS | 18716 | SPS |  | South | ST7592224144 |  |  | Gravity | EO | N/A |  |  |  | Mains-powered |  | AMP7 | Y | 2960 | 2664 | E3696 | waste | B20556 | waste | N/A | waste | N/A | waste |  | N | - | - | - | - | - | - | - |  |  | #N/A |  |  | 18716E1 | E3696 | 18716
18718B1 | 18718B | CHAPMANSLADE DRIVES BRIDGE SPS | 18718 | SPS |  | West | ST8269646972 | 382696 | 146972 | Gravity | Storm/ Emergency | 5.2 |  |  |  |  | 2023-08-25 | AMP7 | N | 2260 | 2034 | E3717 | waste | B20608 | waste | B20609 | waste | B20610 | waste | [11 empty] | New to register but no install data |  |  | 18718B1 | #N/A | #N/A
19030C1 | 19030C | BRISTOL MERLIN CLOSE CSO | 19030 | CSO |  | North | ST5674477531 | 356744 | 177531 | Gravity | Storm overflow | 460 |  | B | 15 minute | Mains-powered | 2019-04-03 | AMP6 | N | 747 | 672 | E13158 | waste | B71631 | waste | B75958 | waste | B71632 | waste |  | N | - | - | - | - | - | - | - |  |  | #N/A |  |  | 19030C1 | E13158 | 19030
19031C1 | 19031C | BUCKLAND NEWTON WRC INLET O/F | 19031 | WRC | Yes | South | ST7006006410 | 370060 | 106410 | Gravity | Storm overflow | 5.5 |  |  |  | Mains-powered | 2022-01-26 | AMP7 | N | 450 | 405 | E55635 | waste | B149422 | waste | B149421 | waste | B149370 | waste |  | N | - | - | - | - | - | - | - |  | No Storm Storage site. | #N/A |  |  | FINE | #N/A | #N/A
19031C2 | 19031C | BUCKLAND NEWTON WRC INLET O/F | 19031 | WRC | No | South | ST7006006410 | 370060 | 106410 | Gravity | Storm overflow | 5.5 |  | B | 15 minute | Battery-powered | 2018-07-31 | AMP6 | N | 450 | 405 | E55635 | waste | B149422 | waste | B149421 | waste | B149370 | waste |  | Y | 19031 | Off-road | Site | In chamber |  | Yes |  |  |  | #N/A |  |  | 19031C1 | #N/A | #N/A
19035B1 | 19035B | KINGSBURY EPISCOPI SPS | 19035 | SPS |  | West | ST4309821155 | 343098 | 121155 | Gravity | Storm/ Emergency | 14 |  | B | 15 minute | Mains-powered | 2018-02-26 | AMP6 | N | 1185 | 1067 | E2163 | waste | B14589 | waste | B14588 | waste | B14590 | waste |  | N | - | - | - | - | - | - | - |  |  | #N/A |  |  | 19035B1 | E2163 | 19035
19047E1 | 19047E | TAUNTON WIVELISCOMBE NORDENS MEADOWS SPS | 19047 | SPS |  | West | ST0867027790 |  |  | Gravity | EO | N/A |  |  |  | Mains-powered |  | AMP7 | Y | 2105 | 1894.5 | E5021 | waste | B25281 | waste | N/A | waste | N/A | waste |  | N | - | - | - | - | - | - | - |  |  | #N/A |  |  | 19047E1 | E5021 | 19047
19050C1 | 19050C | CAM VALLEY SPLOTT FARM CSO | 19050 | CSO |  | North | ST7018258554 | 370182 | 158554 | Gravity | Storm overflow | 107 |  | B | 15 minute | Battery-powered | 2018-08-17 | AMP6 | N | 440 | 396 | E5249 | waste2 | N/A | N/A | N/A | N/A | N/A | N/A |  | Y | 19050 | Off-road | Grass | In chamber |  | Yes |  |  |  | #N/A |  |  | 19050C1 | E5249 | 19050
19052C1 | 19052C | BOX RECREATION GRND ADJ TO CSO | 19052 | CSO |  | North | ST8253368730 | 382533 | 168730 | Gravity | Storm overflow | 39.3 |  | A | 2 minute | Battery-powered | 2018-03-09 | AMP6 | N | 200 | 180 | E5124 | waste2 | N/A | N/A | N/A | N/A | N/A | N/A |  | Y | 19052 | Off-road | Grass | In chamber |  | Yes |  |  |  | #N/A |  |  | 19052C1 | E5124 | 19052
19053E1 | 19053E | YEOVIL ALVINGTON TRIANGLE SPS | 19053 | SPS |  | West | ST5268415878 |  |  | Gravity | EO | N/A |  |  |  | Mains-powered |  | AMP7 | Y | 3850 | 3465 | E32086 | waste | B106915 | waste | N/A | waste | N/A | waste |  | N | - | - | - | - | - | - | - |  |  | #N/A |  |  | 19053E1 | E32086 | 19053
19056B1 | 19056B | WYKE REGIS CASTLE COVE SPS | 19056 | SPS |  | South | SY6752577669 | 367525 | 77669 | Gravity | Storm/ Emergency | 30 |  | A | 2 minute | Mains-powered | 2011-02-16 | AMP5 | N | 6093 | 5484 | E3802 | waste | B20986 | waste | N/A | waste | B20987 | waste |  | N | - | - | - | - | - | - | - |  | Date added by MH from O&M manuals, Mimic still being commissioned. | 19056 | DONE |  | 19056B1 | E3802 | 19056
19057E1 | 19057E | KINGTON MAGNA FIVE BRIDGES SPS | 19057 | SPS |  | South | ST7583821478 |  |  | Gravity | EO | N/A |  |  |  | Mains-powered |  | AMP7 | Y | 4030 | 3627 | E3706 | waste | B20577 | waste | N/A | waste | N/A | waste |  | N | - | - | - | - | - | - | - |  |  | #N/A |  |  | 19057E1 | E3706 | 19057
19058E1 | 19058E | BRISTOL ROBERTSON DRIVE SPS | 19058 | SPS |  | North | ST6281572222 | 362815 | 172222 | Gravity | EO | N/A |  |  |  | Mains-powered |  | AMP7 | Y | 2430 | 2187 | E5156 | waste | B26305 | waste | N/A | waste | N/A | waste |  | N | - | - | - | - | - | - | - |  |  | #N/A |  |  | 19058E1 | E5156 | 19058
19080E1 | 19080E | PENSFORD PENSFORD BRIDGE SPS | 19080 | SPS |  | North | ST6189263773 | 361892 | 163773 | Gravity | EO | N/A |  |  |  | Mains-powered |  | AMP7 | Y | 4200 | 3780 | E19720 | waste | B95838 | waste | N/A | waste | N/A | waste |  | N | - | - | - | - | - | - | - |  |  | #N/A |  |  | 19080E1 | E19720 | 19080
19082E1 | 19082E | WIMBORNE FURZEHILL SPS | 19082 | SPS |  | South | SU0112201599 |  |  | Gravity | EO | N/A |  |  |  | Mains-powered |  | AMP7 | Y | 3100 | 2790 | E5486 | waste | B27502 | waste | N/A | waste | N/A | waste |  | N | - | - | - | - | - | - | - |  |  | #N/A |  |  | 19082E1 | E5486 | 19082
19103E1 | 19103E | YEOVIL MARSH SPS | 19103 | SPS |  | West | ST5452318789 |  |  | Gravity | EO | N/A |  |  |  | Mains-powered |  | AMP7 | Y | 3365 | 3028.5 | E19798 | waste | B96054 | waste | N/A | waste | N/A | waste |  | N | - | - | - | - | - | - | - |  |  | #N/A |  |  | 19103E1 | E19798 | 19103
19121C1 | 19121C | PORTISHEAD 47 SLADE RD CSO | 19121 | CSO |  | West | ST4655676265 | 346556 | 176265 | Gravity | Storm overflow | 16 |  | B | 15 minute | Battery-powered | 2018-10-24 | AMP6 | N | 640 | 576 | E5340 | waste2 | N/A | N/A | N/A | N/A | N/A | N/A |  | Y | 19121 | Road |  | Outside Chamber | Box | Yes |  |  |  | #N/A |  |  | 19121C1 | E5340 | 19121
19122C1 | 19122C | PORTISHEAD COMBE/SLADE RD CSO | 19122 | CSO |  | West | ST4660276435 | 346602 | 176435 | Gravity | Storm overflow | 53 |  | B | 15 minute | Battery-powered | 2018-12-19 | AMP6 | N | 490 | 441 | E5336 | waste2 | N/A | N/A | N/A | N/A | N/A | N/A |  | Y | 19122 | Road |  | Outside Chamber | Box | No | Deep |  |  | #N/A |  |  | 19122C1 | E5336 | 19122
19123C1 | 19123C | PORTISHEAD BRAMPTON WY CSO | 19123 | CSO |  | West | ST4676376129 | 346763 | 176129 | Gravity | Storm overflow | 203 |  | A | 2 minute | Battery-powered | 2018-11-05 | AMP6 | N | 1240 | 1116 | E5274 | waste2 | N/A | N/A | N/A | N/A | N/A | N/A |  | Y | 19123 | Road |  | Outside Chamber | Box | Yes |  |  |  | #N/A |  |  | 19123C1 | E5274 | 19123
19151C1 | 19151C | WEYMOUTH CHAFFEYS ATTEN TANK | 19151 | CSO |  | South | SY6600680073 | 366006 | 80073 | Gravity | Storm overflow | 119 |  | C | 15 minute | Mains-powered | 2018-07-14 | AMP6 | N | 3239 | 2915 | E3816 | waste | B21027 | waste | B21028 | waste | B21029 | waste |  | N | - | - | - | - | - | - | - |  |  | #N/A |  |  | 19151C1 | E3816 | 19151
19156E1 | 19156E | CHARD PEASMARSH WRC INLET O/F | 19156 | WRC |  | West | ST3397011810 | 333970 | 111810 | Gravity | EO | 150 |  | D | 15 minute | Battery-powered | 2022-01-25 | AMP7 | N | 3390 | 3051 | E5637 | waste2 | N/A | N/A | N/A | N/A | N/A | N/A |  | Y | 19156 | [7 empty] | Wrong spill level in PRISM | Newly added |  |  | 19156E1 | #N/A | #N/A
19156R1 | 19156R | CHARD WRC SPILL TO STORM | 19156 | WRC |  | West | ST3309009377 | 333090 | 109377 | Gravity | Spill to Storm | 150 |  |  |  | Mains-powered | 2021-01-21 | AMP7 | N | 530 | 477 | E9328 | waste | B42193 | waste | B42194 | waste | B42195 | waste |  | N | - | - | - | - | - | - | - |  |  | 19156 |  |  | FINE | #N/A | #N/A
19156S1 | 19156S | CHARD WRC SETTLED STORM O/F | 19156 | WRC |  | West | ST3309009377 | 333090 | 109377 | Gravity | Settled storm overflow | 150 |  |  |  | Mains-powered | 2021-02-12 | AMP7 | N | 700 | 630 | E11732 | waste | B41567 | waste | B42318 | waste | B42319 | waste |  | N | - | - | - | - | - | - | - |  |  | Newly addded |  | tick | 19156S1 | #N/A | #N/A
19171C1 | 19171C | FILTON REAR 699 FILTON AVE CSO | 19171 | CSO |  | North | ST6082978675 | 360829 | 178675 | Gravity | Storm overflow | N/A |  | D | 15 minute | Battery-powered | 2023-03-31 | AMP7 | N | 145 | 130 | E7913 | waste2 | N/A | N/A | N/A | N/A | N/A | N/A |  | Y | 19171 | Off-road | Garden | Outside Chamber | Box | Yes | PTI |  | Wrong spill level in PRISM | Newly added |  |  | 19171C1 | #N/A | #N/A
19172C1 | 19172C | FILTON CLEVE COURT CLEVE ROAD CSO | 19172 | CSO |  | North | ST6061779872 | 360617 | 179872 | Gravity | Storm overflow | 106 |  | D | 15 minute | Mains-powered | 2020-05-19 | AMP6 | N | 290 | 261 | E13976 | waste | B76343 | waste | N/A | waste | B76344 | waste |  | N | - | - | - | - | - | - | - |  | Information is from 19769. | 19172 |  | tick | 19172C1 | E13976 | Fine
19173C1 | 19173C | STOKE GIFFORD SIDE 177 NEW ROAD CSO | 19173 | CSO |  | North | ST6186379679 | 361863 | 179679 | Gravity | Storm overflow | 272 |  | D | 2 minute | Battery-powered | 2020-02-28 09:36 | AMP7 | N | 1200 | 1080 | E5461 | waste2 | N/A | N/A | N/A | N/A | N/A | N/A |  | Y | 19173 | Off-road | Car Park | Outside Chamber | Box | No | Deep |  |  | 19173 |  |  | 19173C1 | #N/A | #N/A
19179E1 | 19179E | NORTH PETHERTON BAYMEAD LANE SPS | 19179 | SPS |  | West | ST2929532507 |  |  | Gravity | EO | N/A |  |  |  | Mains-powered |  | AMP7 | Y | 2440 | 2196 | E6074 | waste | B30156 | waste | N/A | waste | N/A | waste |  | N | - | - | - | - | - | - | - |  |  | #N/A |  |  | 19179E1 | E6074 | 19179
19207C1 | 19207C | SWANAGE SHORE ROAD O/S NURSING HOME DETENTION TANK | 19207 | CSO |  | South | SZ0309179599 | 403091 | 79599 | Gravity | Storm overflow | 57 |  | A | 2 minute | Mains-powered | 2011-03-12 | AMP5 | N | 455 | 410 | E32957 | waste | B26626 | waste | B26633 | waste | B26634 | waste |  | N | - | - | - | - | - | - | - |  | Date added by MH from O&M manuals | 19207 | DONE |  | 19207C1 | E32957 | 19207
19252C1 | 19252C | BRISTOL KINGSWOOD DOWNLEAZE GARDEN OF 14 CSO | 19252 | CSO |  | North | ST6499977893 | 364999 | 177893 | Gravity | Storm overflow | 40 |  | C | 15 minute | Battery-powered | 2022-03-24 | AMP7 | N | 400 | 360 | E5588 | waste2 | N/A | N/A | N/A | N/A | N/A | N/A |  | Y | 19252 | Off-road | Garden | In chamber |  | Yes | PTI |  |  | Newly added |  |  | 19252C1 | #N/A | #N/A
19258C1 | 19258C | BRISTOL BATH RD JCT FLOWERS HILL CSO | 19258 | CSO |  | North | ST6240370271 | 362403 | 170271 | Gravity | Storm overflow | 125 |  | B | 15 minute | Battery-powered | 2019-01-11 | AMP6 | N | 950 | 855 | E5190 | waste2 | N/A | N/A | N/A | N/A | N/A | N/A |  | Y | 19258 | Road |  | Outside Chamber | Box | No |  |  | [27th May 22] EW: changed name from "BRISTOL BATH RD/FLWRS HL CSO" to 'BRISTOL BATH RD JCT FLOWERS HILL CSO' | #N/A |  |  | 19258C1 | E5190 | 19258
19266C1 | 19266C | BOURNEMOUTH FISHERMAN WALK CSO | 19266 | CSO |  | South | SZ1286891375 | 412868 | 91375 | Gravity | Storm overflow | N/A |  | A | 2 minute | Battery-powered | 2018-03-01 | AMP5 | N | 3300 | 2970 | E20036 | waste2 | N/A | N/A | N/A | N/A | N/A | N/A |  | Y | 19266 | Off-road |  | Outside Chamber | Box | No | Deep |  |  | #N/A | DONE |  | 19266C1 | E20036 | 19266
19272E1 | 19272E | ALHAMPTON MAIN SPS | 19272 | SPS |  | West | ST6268335172 |  |  | Gravity | EO | N/A |  |  |  | Mains-powered |  | AMP7 | Y | 4830 | 4347 | E12525 | waste | B68686 | waste | N/A | waste | N/A | waste |  | N | - | - | - | - | - | - | - |  |  | #N/A |  |  | 19272E1 | E12525 | 19272
19274X1 | 19274X | BRISTOL NEW CHELTENHAM ROAD STORAGE TANK | 19274 | Tank |  | North | ST6535574343 | 365355 | 174343 |  | Non-EDM | N/A |  |  |  |  | Not installed | Non-EDM | N | 95% | N/A | E37373 | waste | N/A | N/A | N/A | N/A | N/A | N/A | [11 empty] | New to register but no install data |  |  | FINE | #N/A | #N/A
19275C1 | 19275C | OLVESTON OPP. LOWER LEAZE (GREEN FARM) CSO | 19275 | CSO |  | North | ST6004986849 | 360049 | 186849 | Gravity | Storm overflow | 24 |  | C | 15 minute | Battery-powered | 2022-02-08 | AMP7 | N | 930 | 837 | E5614 | waste2 | N/A | N/A | N/A | N/A | N/A | N/A |  | Y | 19275 | Road |  | Outside Chamber | Box | Yes |  |  |  | Newly added |  |  | 19275C1 | #N/A | #N/A
19276C1 | 19276C | TOCKINGTON MILL LODGE CSO | 19276 | CSO |  | North | ST6049086239 | 360490 | 186239 | Gravity | Storm overflow | N/A |  | C | 15 minute | Battery-powered | 2022-11-09 | AMP7 | N | 230 | 207 | E5683 | waste2 | N/A | N/A | N/A | N/A | N/A | N/A |  | Y | 19276 | Off-road |  | Outside Chamber | Box | Yes | PTI | 2024-06-24 | Wrong spill level in PRISM [24th Jun 24] EW: Utilitec remeasured Spill Level on 21st June 2024 and confirmed that 230 mm is correct. | Newly added |  |  | 19276C1 | #N/A | #N/A
19279E1 | 19279E | OAKE SAXON CLOSE SPS | 19279 | SPS |  | West | ST1538725898 |  |  | Gravity | EO | N/A |  |  |  | Mains-powered |  | AMP7 | Y | 2305 | 2074.5 | E12413 | waste | B68205 | waste | N/A | waste | N/A | waste |  | N | - | - | - | - | - | - | - |  |  | #N/A |  |  | 19279E1 | E12413 | 19279
19280C1 | 19280C | BRISTOL HENLEAZE RD JCT PK CSO | 19280 | CSO |  | North | ST5781076713 | 357810 | 176713 | Gravity | Storm overflow | 32 |  | B | 15 minute | Battery-powered | 2019-01-03 | AMP6 | N | 250 | 225 | E5307 | waste2 | N/A | N/A | N/A | N/A | N/A | N/A |  | Y | 19280 | Road |  | Outside Chamber | Box | Yes |  |  |  | #N/A |  |  | 19280C1 | E5307 | 19280
19281C1 | 19281C | BRISTOL HNLZE PKDR/OKWD RD CSO | 19281 | CSO |  | North | ST5789876680 | 357898 | 176680 | Gravity | Storm overflow | 12 |  | B | 15 minute | Battery-powered | 2018-12-05 | AMP6 | N | 140 | 126 | E5308 | waste2 | N/A | N/A | N/A | N/A | N/A | N/A |  | Y | 19281 | Road |  | Outside Chamber | Box | No |  |  |  | #N/A |  |  | 19281C1 | E5308 | 19281
19292C1 | 19292C | CHARD OLD WRC BEECHING CL CSO | 19292 | CSO |  | West | ST3309009377 | 333090 | 109377 | Gravity | Storm overflow | 280 |  | C | 15 minute | Mains-powered | 2018-12-11 | AMP6 | N | 2030 | 1827 | E3646 | waste | B20288 | waste | B20287 | waste | B20278 | waste |  | N | - | - | - | - | - | - | - |  | [8th Aug 23] EW. Updated signal addresses following capital scheme. | #N/A |  |  | 19292C1 | #N/A | 19292
19293C1 | 19293C | BRISTOL GLOS RD/CAMBRG RD CSO | 19293 | CSO |  | North | ST5918075830 | 359180 | 175830 | Gravity | Storm overflow | 300 |  | B | 15 minute | Battery-powered | 2018-11-19 | AMP6 | N | 1080 | 918 | E5346 | waste2 | N/A | N/A | N/A | N/A | N/A | N/A |  | Y | 19293 | Road |  | Outside Chamber | Box | No |  |  |  | #N/A |  |  | 19293C1 | E5346 | 19293
19297C1 | 19297C | WESTBURY FROGMORE RD OP 67 CSO | 19297 | CSO |  | North | ST8724151944 | 387241 | 151944 | Gravity | Storm overflow | N/A |  | B | 15 minute | Battery-powered | 2018-03-08 | AMP6 | N | 320 | 288 | E1536 | waste2 | N/A | N/A | N/A | N/A | N/A | N/A |  | Y | 19297 | Off-road |  | Outside Chamber | Box | Yes |  | 2024-09-17 | [17th Sept 24] Updated Spill & Pre-Spill Levels. Change probably made on 22nd March 2024. | 19297 |  |  | 19297C1 | E1536 | 19297
19307C1 | 19307C | BRISTOL KINGSWOOD NEW CHELTENHAM ROAD OPP NEW STORAGE TANK | 19307 | CSO |  | North | ST6497174355 | 364971 | 174355 |  | Storm overflow | 44 |  | C | 15 minute | Mains-powered | 2022-03-28 | AMP7 | N | 6280 | 5652 | E10342 | waste | B86170 | waste | B86171 | waste | B86172 | waste |  | N | - | - | - | - | - | - | - |  |  | 19307 |  |  | 19307C1 | #N/A | #N/A
19308C1 | 19308C | BRISTOL GLENWOOD RD O/S 1 CSO | 19308 | CSO |  | North | ST5813177274 | 358131 | 177274 | Gravity | Storm overflow | 20 |  | B | 15 minute | Mains-powered | 2020-03-05 | AMP6 | N | 930 | 837 | E35932 | waste | B119353 | waste | B119357 | waste | B119356 | waste |  | N | - | - | - | - | - | - | - |  |  | #N/A |  |  | 19308C1 | E35932 | 19308
19308X1 | 19308X | 23 Lake Rd Westbury on Trym | 19308 | MH | No | North | ST5801877350 | 358018 | 177350 |  | Non-EDM | N/A |  |  |  | Battery-powered | 2022-02-02 | Non-EDM | N | 650 | 585 | E5641 | waste2 | N/A | N/A | N/A | N/A | N/A | N/A |  | Y | 19308 | Road | Chamber | Outside Chamber | Box | Yes |  |  | [7th Aug 23] Changed Cello ID to 30505 BRISTOL WESTBURY ON TRYM LAKE RD ST58770305 | #N/A |  |  | FINE | #N/A | 19308
19466C1 | 19466C | GLASTONBURY MANOR HOUSE RD / EXCHANGE CSO | 19466 | CSO |  | West | ST4994739364 | 349947 | 139364 | Gravity | Storm overflow | 39 |  | D | 15 minute | Battery-powered | 2020-11-09 12:51 | AMP7 | N | 890 | 801 | E5505 | waste2 | N/A | N/A | N/A | N/A | N/A | N/A |  | Y | 19466 | Off-road | Drive | In chamber |  | No |  |  |  | 19466 |  |  | 19466C1 | #N/A | #N/A
19467C1 | 19467C | WOOKEY AXE RD RIVERSIDE CT CSO | 19467 | CSO |  | West | ST5149545623 | 351495 | 145623 | Gravity | Storm overflow | 21 |  | A | 2 minute | Battery-powered | 2018-02-01 | AMP6 | N | 140 | 126 | E5075 | waste2 | N/A | N/A | N/A | N/A | N/A | N/A |  | Y | 19467 | Off-road | Garden | Outside Chamber | Box | Yes |  |  |  | #N/A |  |  | 19467C1 | E5075 | 19467
19468C1 | 15091C | FERNDOWN - ALDRIDGE RD CSO | 19468 | CSO |  | South | SZ0843499381 | 408434 | 99381 |  | Storm overflow | 28 |  | D | 15 minute |  | 2023-02-03 | AMP7 | N | 820 | 720 | E5151 | waste2 | N/A | N/A | N/A | N/A | N/A | N/A |  | N | - | - | - | - | - | - | - | 2024-06-28 | [28th Jun 24] EW: Updated Permit Reference | 19468 |  | tick | 19468C1 | E5151 | #N/A
19506E1 | 19506E | SEVERN BEACH WESTERN APPROACH SPS | 19506 | SPS |  | North | ST5504083804 |  |  | Gravity | EO | N/A |  |  |  | Mains-powered | 2021-09-07 | AMP7 | Y | 4358 | 3922 | E11951 | waste | B65818 | waste | N/A | waste | N/A | waste |  | N | - | - | - | - | - | - | - | 2024-07-24 | [24th Jul 24] EW: Updated Spill and Pre-Spill Levels. | #N/A |  |  | 19506E1 | #N/A | #N/A
19529C1 | 19529C | POOLE SANDBANKS RD NO2 | 19529 | CSO |  | South | SZ0274891379 | 402748 | 91379 | Gravity | Storm overflow | 90 |  | D | 2 minute | Battery-powered | 2020-05-29 | AMP6 | N | 670 | 603 | E5473 | waste2 | N/A | N/A | N/A | N/A | N/A | N/A |  | Y | 19529 | Off-road |  | In chamber |  | Yes |  |  |  | #N/A |  |  | 19529C1 | E5473 | 19529
19534C1 | 19534C | WEYMOUTH CHICKERELL RD O/S ALLTMNTS NR ADMIRAL CSO | 19534 | CSO |  | South | SY6642878877 | 366428 | 78877 | Gravity | Storm overflow | 80 |  | A | 2 minute | Battery-powered | 2019-01-02 | AMP5 | N | 1120 | 1008 | E5401 | waste2 | N/A | N/A | N/A | N/A | N/A | N/A |  | Y | 19534 | Road |  | Outside Chamber | Bollard | Yes |  |  |  | #N/A | DONE |  | 19534C1 | E5401 | 19534
19538C1 | 19538C | BATH BATHEASTON BY-PASS CSO | 19538 | CSO |  | North | ST7665366519 | 376653 | 166519 | Gravity | Storm overflow | 120 |  | B | 15 minute | Battery-powered | 2018-02-14 | AMP6 | N | 430 | 387 | E1546 | waste2 | N/A | N/A | N/A | N/A | N/A | N/A |  | Y | 19538 | Off-road |  | Outside Chamber | Kiosk | No |  |  |  | #N/A |  |  | 19538C1 | E1546 | 19538
19539R1 | 19539R | BRIDPORT WRC SPILL TO STORM | 19539 | WRC |  | South | SY4700090650 | 347000 | 90650 | Pumped | Spill to Storm | 169 |  |  |  | Mains-powered | 2021-06-21 | AMP7 | N | N/A | N/A | E9483 | waste | EDM ALARMS: B69077 & B69078 (FFT) Storm Pumps: B69067, B69068 & B69069 | waste | N/A | waste | N/A | waste |  | N | - | - | - | - | - | - | - |  | Spill to storm located at terminal SPS (13334) | 19539 |  |  | FINE | #N/A | #N/A
19539S1 | 19539S | BRIDPORT WRC STORM TANK | 19539 | WRC |  | South | SY4700090650 | 347000 | 90650 |  | Settled storm overflow | 169 |  | C | 15 minute |  |  | AMP7 | N | 3600 | N/A | E12592 | waste | B69050 | waste | N/A | waste | N/A | waste |  | N | - | - | - | - | - | - | - |  |  | 19539 |  |  | 19539S1 | #N/A | #N/A
19539S2 | 19539S | BRIDPORT WRC WEST BAY SPS OUTFALL SUMP | 19539 | WRC |  | South | SY4700090650 | 347000 | 90650 |  | Storm overflow | 169 | [5 empty] | AMP5 |  | 3735 | 3362 | E25502 | waste | B83471 | waste | B83470 | waste | N/A | waste
19541R1 | 19541R | SWANAGE WRC SPILL TO STORM | 19541 | WRC |  | South | SZ0351778629 |  |  | Gravity | Spill to Storm | 147 |  | A | 2 minute | Mains-powered | 2021-10-25 | AMP7 | N | 790 | 711 | E12191 | waste | B67177 | waste | N/A | waste | B67179 | waste |  | N | - | - | - | - | - | - | - |  |  | #N/A |  |  | FINE | #N/A | #N/A
19541S1 | 19541S | SWANAGE TUNNEL SSO TO PEV PT | 19541 | WRC |  | South | SZ0351778629 |  |  | Pumped | Settled storm overflow | 147 |  | A | 2 minute | Mains-powered | Unknown | AMP6 | N | N/A | N/A | E12179 | waste | B67095 | waste | B67096 | waste | B67098 | waste |  | N | - | - | - | - | - | - | - |  | Date added by MH from O&M manuals | #N/A |  |  | 19541S1 | #N/A | #N/A
19542E1 | 19542E | AVONMOUTH CABOT PARK NO.1 SPS | 19542 | SPS |  | North | ST5316380132 | 353163 | 180132 | Gravity | EO | N/A |  |  |  | Mains-powered |  | AMP7 | Y | 7350 | 6615 | E12280 | waste | B67523 | waste | N/A | waste | N/A | waste |  | N | - | - | - | - | - | - | - |  |  | #N/A |  |  | 19542E1 | E12280 | 19542
19543E1 | 19543E | AVONMOUTH CABOT PARK NO.2 SPS | 19543 | SPS |  | North | ST5272480675 | 352724 | 180675 | Gravity | EO | N/A |  |  |  | Mains-powered |  | AMP7 | Y | 4320 | 3888 | E12281 | waste | B67526 | waste | N/A | waste | N/A | waste |  | N | - | - | - | - | - | - | - |  |  | #N/A |  |  | 19543E1 | E12281 | 19543
19544E1 | 19544E | AVONMOUTH CABOT PARK NO.3 SPS | 19544 | SPS |  | North | ST5355680083 | 353556 | 180083 | Gravity | EO | N/A |  |  |  | Mains-powered |  | AMP7 | Y | 5860 | 5274 | E12282 | waste | B67527 | waste | N/A | waste | N/A | waste |  | N | - | - | - | - | - | - | - |  |  | #N/A |  |  | 19544E1 | E12282 | 19544
19553C1 | 19553C | BOURNEMOUTH ASHLEY ROAD / WILSON ROAD CSO | 19553 | CSO |  | South | SZ1116492632 | 411164 | 92632 | Gravity | Storm overflow | 67 |  | C | 15 minute | Battery-powered | 2020-07-03 08:04 | AMP7 | N | 1380 | 1242 | E5492 | waste2 | N/A | N/A | N/A | N/A | N/A | N/A |  | Y | 19553 | Road |  | Outside Chamber | Box | Yes |  |  |  | 19553 |  |  | 19553C1 | #N/A | #N/A
19556R1 | 19556R | SOUTH WRAXALL WRC SPILL TO STORM | 19556 | WRC |  | North | ST8360063990 | 383600 | 163990 | Gravity | Spill to Storm | 3.25 |  | B | 15 minute | Mains-powered | 2020-10-27 | AMP7 | N | 514 | 462.6 | E12814 | waste | B69904 | waste | B69905 | waste | B69903 | waste |  | N | - | - | - | - | - | - | - |  |  | 19556 |  |  | FINE | #N/A | #N/A
19556S1 | 19556S | SOUTH WRAXALL WRC SSO | 19556 | WRC |  | North | ST8360063990 | 383600 | 163990 |  | Settled storm overflow & EO | N/A |  | B | 15 minute | Mains-powered | 2022-03-16 | AMP7 | N | 189 | 170.1 | E12816 | waste | B69901 | waste | B69902 | waste | B69903 | waste |  | N | - | - | - | - | - | - | - | 2024-06-28 | Site is SSO/EO [28th Jun 24] Changed Permit Reference from E to S and changed overflow type from EO to "Settled Storm overflow and EO" | 19556 |  |  | 19556E1 | #N/A | #N/A
19556S1 | 19556S | SOUTH WRAXALL WRC SSO | 19556 | WRC | No | North | ST8360663994 | 383600 | 163990 |  | Settled storm overflow | 3.25 |  | B | 15 minute |  | 2022-03-16 | AMP7 | N | [11 empty] | N | - | - | - | - | - | - | - |  | Site is SSO/EO | 19556 |  |  | 19556S1 | #N/A | #N/A
19557C1 | 19557C | WEYMOUTH SPRING ROAD, NR MOUNT STREET CSO | 19557 | CSO |  | South | SY6799278365 | 367992 | 78365 | Gravity | Storm overflow | 162 |  | A | 2 minute | Mains-powered | 2011-03-28 | AMP5 | N | 945 | 851 | E27407 | waste | B92842 | waste | B92844 | waste | B92843 | waste |  | N | - | - | - | - | - | - | - |  | Date added by MH from O&M manuals | 19557 | DONE |  | 19557C1 | E27407 | 19557
19560C1 | 19560C | BRISTOL STATION ROAD O/S 198 CSO | 19560 | CSO |  | North | ST5897274578 | 358972 | 174578 | Gravity | Storm overflow | 100 |  | B | 15 minute | Mains-powered | 2019-04-09 | AMP6 | N | 2330 | 2097 | E35901 | waste | B119277 | waste | B119278 | waste | B119279 | waste |  | N | - | - | - | - | - | - | - |  |  | #N/A |  |  | 19560C1 | E35901 | 19560
19567C1 | 19567C | BRISTOL CRANBROOK RD O/S NO 67 CSO | 19567 | CSO |  | North | ST5856175085 | 358561 | 175085 | Gravity | Storm overflow | 300 |  | C | 15 minute | Mains-powered | 2019-02-25 | AMP6 | N | 880 | 792 | E35438 | waste | B117387 | waste | B117391 | waste | B117390 | waste |  | N | - | - | - | - | - | - | - |  |  | #N/A |  |  | 19567C1 | E35438 | 19567
19571C1 | 19571C | CHEDDAR REDCLIFFE RD CSO | 19571 | CSO |  | West | ST4602953291 | 346029 | 153291 | Gravity | Storm overflow | 28 |  | A | 2 minute | Battery-powered | 2017-12-20 | AMP6 | N | 610 | 549 | E5001 | waste2 | N/A | N/A | N/A | N/A | N/A | N/A |  | Y | 19571 | Road |  | Outside Chamber | Bollard | Yes |  |  |  | #N/A |  |  | 19571C1 | E5001 | 19571
19572C1 | 15082C | 205 LEIGH ROAD SPS WIMBORNE CSO | 19572 | CSO |  | South | SZ0233399902 | 402333 | 99902 | Gravity | Storm overflow | 16.4 |  | B | 15 minute | Mains-powered | 2017-03-17 | AMP6 | N | 863 | 776 | E23957 | waste | B46641 | waste | B46642 | waste | B46643 | waste |  | N | - | - | - | - | - | - | - | 2024-06-28 | [28th Jun 24] EW: Changed Permit Reference | #N/A |  |  | 19572C1 | E23957 | 19572
19575C1 | 19575C | YEOVIL MUDFORD TRENT VW F/G CSO | 19575 | CSO |  | West | ST5709919154 | 357099 | 119154 | Gravity | Storm overflow | N/A |  | B | 15 minute | Battery-powered | 2018-09-04 | AMP6 | N | 100 | 90 | E5266 | waste2 | N/A | N/A | N/A | N/A | N/A | N/A |  | Y | 19575 | Off-road | Garden | In chamber |  | Yes |  |  |  | #N/A |  |  | 19575C1 | E5266 | 19575
19577C1 | 19577C | SOUTH PETHERTON - O/S 12 WEST STREET CSO | 19577 | CSO |  | West | ST4308516739 | 343085 | 116739 | Gravity | Storm overflow | 35 |  | C | 15 minute | Battery-powered | 2022-01-19 | AMP7 | N | 540 | 486 | E5578 | waste2 | N/A | N/A | N/A | N/A | N/A | N/A |  | Y | 19577 | Road |  | Outside Chamber | Box | Yes |  |  |  | Newly added |  |  | 19577C1 | #N/A | #N/A
19578C1 | 19578C | SOMERTON NEAR 16 NEW HILL CSO | 19578 | CSO |  | West | ST4940728689 | 349407 | 128689 | Gravity | Storm overflow | 28 |  | D | 15 minute | Battery-powered | 2022-02-24 | AMP7 | N | 250 | 225 | E5537 | waste2 | N/A | N/A | N/A | N/A | N/A | N/A |  | Y | 19578 | Road |  | Outside Chamber | Box | Yes |  |  |  | Newly added |  |  | 19578C1 | #N/A | #N/A
19582X1 | 19582X | PORTISHEAD HIGH STREET NEAR BUILDERS YARD CSO | 19582 | CSO |  | West | ST4674276431 |  |  |  | Storm overflow | N/A |  |  |  |  | 2023-12-14 | AMP7 | N | 1690 | 1521 | E6216 | waste2 | N/A | N/A | N/A | N/A | N/A | N/A |  | N | - | - | - | - | - | - | - |  | [MH: 13th April 2023] - No dates for installation but in AMP7 tracker. | 19582 |  | tick | Unpermitted | #N/A | #N/A
19583C1 | 19583C | CH' POLDEN GOOSE LA O/S 17 CSO | 19583 | CSO |  | West | ST3750640212 | 337506 | 140212 | Gravity | Storm overflow | N/A |  | C | 15 minute | Battery-powered | 2019-04-18 | AMP6 | N | 130 | 117 | E5316 | waste2 | N/A | N/A | N/A | N/A | N/A | N/A |  | Y | 19583 | Road |  | Outside Chamber | Box | No |  |  | [21st Feb 23] EW: Spill and Pre-Spill alarm thresholds changed on 19th Jan 2023: Spill: 105 --> 130mm Pre-Spill: 95 mm --> 117 mm. | #N/A |  |  | 19583C1 | E5316 | 19583
19584C1 | 19584C | POOLE WLANDS/HINCHLIFE CSO | 19584 | CSO |  | South | SY9970890873 | 399708 | 90873 | Gravity | Storm overflow | 196 |  | B | 15 minute | Mains-powered | 2016-03-31 | AMP6 | N | 1165 | 1049 | E26466 | waste | B26420 | waste | N/A | waste | B26422 | waste |  | N | - | - | - | - | - | - | - |  |  | #N/A |  |  | 19584C1 | E26466 | 19584
19613C1 | 19613C | MONTACUTE NR OLD WRC CSO | 19613 | CSO |  | West | ST4944417734 | 349444 | 117734 | Gravity | Storm overflow | 34.7 |  | B | 15 minute | Battery-powered | 2018-06-11 | AMP6 | N | 360 | 324 | E5160 | waste2 | N/A | N/A | N/A | N/A | N/A | N/A |  | Y | 19613 | Off-road |  | In chamber |  | Yes |  |  |  | #N/A |  |  | 19613C1 | E5160 | 19613
19663E1 | 19663E | BLACKFORD MOOR LANE SPS | 19663 | SPS |  | West | ST4012847811 | 340128 | 147811 | Gravity | EO | N/A |  | A | 2 minute | Mains-powered | 2018-07-25 | AMP6 | Y | 5275 | 4747 | E12480 | waste | B68450 | waste | B68437 | waste | N/A | waste |  | N | - | - | - | - | - | - | - | 2024-07-16 | [16th July 24] EW: Updated Spill and Pre-Spill Levels. | #N/A |  |  | 19663E1 | E12480 | 19663
19664E1 | 19664E | BLACKFORD OLD COURT FARM SPS | 19664 | SPS |  | West | ST4118747707 |  |  | Gravity | EO | N/A |  |  |  | Mains-powered |  | AMP7 | Y | 3895 | 3506 | E12489 | waste | B68473 | waste | N/A | waste | N/A | waste |  | N | - | - | - | - | - | - | - | 2024-06-05 | [5th Jun 24] EW: Spill Level and Pre-Spill Level changed after resurvey on 26th Feb 2024. | #N/A |  |  | 19664E1 | E12489 | 19664
19670C1 | 19670C | BRISTOL RIDGEWAY PLAY FLD CSO | 19670 | CSO |  | North | ST6287374909 | 362873 | 174909 | Gravity | Storm overflow | 90 |  | C | 15 minute | Mains-powered | 2018-07-12 | AMP6 | N | 9126 | 8213 | E17485 | waste | B10482 | waste | B10483 | waste | B10484 | waste |  | N | - | - | - | - | - | - | - |  |  | #N/A |  |  | 19670C1 | E17485 | 19670
19674C1 | 19674C | TOCKINGTON LOWER TOCKINGTON RD / IVYWELL CSO | 19674 | CSO |  | North | ST6088186232 | 360881 | 186232 | Gravity | Storm overflow | 19 |  | C | 15 minute | Battery-powered | 2022-02-23 | AMP7 | N | 1120 | 1008 | E5615 | waste2 | N/A | N/A | N/A | N/A | N/A | N/A |  | Y | 19674 | Off-road | Grass | Outside Chamber | Box | Yes |  |  |  | Newly added |  |  | 19674C1 | #N/A | #N/A
19685B1 | 19685B | HOLWELL WRC STORM TANK | 19685 | WRC |  | South | ST7107210784 | 371072 | 110784 | Gravity | Storm Overflow | 2.8 |  |  |  |  | Not installed | AMP7 | N | 3268 | 2941 | E9519 | waste | B48093 | waste | B48094 | waste | B48095 | waste | [9 empty] | 2024-06-28 | [28th Jun 24] EW: Changed Permit Reference from S to B |  |  |  | Change to B? | #N/A | #N/A
19685R1 | 19685R | HOLWELL WRC INLET PS TO STORM | 19685 | WRC |  | South | ST7107210784 | 371072 | 110784 | Gravity | Spill to Storm | 2.8 |  |  |  | Mains-powered | 2022-04-12 | AMP7 | N | 2745 | 2471 | E9518 | waste | B48090 | waste | B48089 | waste | B48091 | waste |  | N | - | - | - | - | - | - | - |  | Add to storm harvester | Newly addded |  |  | FINE | #N/A | #N/A
19697C1 | 19697C | WATCHET MARKET ST CSO | 19697 | CSO |  | West | ST0699843461 | 306998 | 143461 | Gravity | Storm overflow | 30 |  | A | 2 minute | Mains-powered | 2011-01-13 | AMP5 | N | 630 | 567 | E27300 | waste | B60831 | waste | N/A | waste | B60832 | waste |  | N | - | - | - | - | - | - | - |  | Date added by MH from O&M manuals | 19697 | Being Revisited |  | 19697C1 | E27300 | 19697
19699B1 | 19699B | BOVINGTON LYTCHETT LANE SPS | 19699 | SPS |  | South | SY8424187953 | 384241 | 87953 | Gravity | Storm/ Emergency | 10 |  | B | 15 minute | Mains-powered | 2019-03-11 | AMP6 | N | 3928 | 3535 | E13252 | waste | B72183 | waste | B72185 | waste | B72184 | waste |  | N | - | - | - | - | - | - | - |  |  | #N/A |  |  | 19699B1 | E13252 | 19699
19700X1 | 19700X | BATH - BATHWICK ST ADJ NO.31 | 19700 | CSO | No | North | ST7560665370 | 375606 | 165370 |  | Storm overflow | N/A |  | D | 15 minute |  |  | Unknown | N | [11 empty] | N | - | - | - | - | - | - | - | 2024-07-16 | Not sure this is operational, no overflow pipe shown on Viewpoint, not in master tracker or AMP7, but operational CSO according to Site Info File. [16th Jul 24] Dave Searby thinks the CSO is not live. | #N/A |  | tick | Unpermitted | #N/A | #N/A
19702C1 | 19702C | BATH (S) - WELLSWAY JN MILTON AVE | 19702 | CSO |  | North | ST7460563700 | 374605 | 163700 |  | Storm overflow | 20.7 |  | D | 15 minute |  | 2023-10-06 | AMP7 | N | 375 | 338 | E10065 | waste2 | N/A | N/A | N/A | N/A | N/A | N/A |  | N | - | - | - | - | - | - | - |  |  | 19702 |  | tick | 19702C1 | #N/A | #N/A
19703C1 | 19703C | BATH WELLSWAY NR 372 CSO | 19703 | CSO |  | North | ST7417262455 | 374172 | 162455 | Gravity | Storm overflow | 150 |  | B | 15 minute | Battery-powered | 2018-03-22 | AMP6 | N | 150 | 135 | E1556 | waste2 | N/A | N/A | N/A | N/A | N/A | N/A |  | Y | 19703 | Road |  | Outside Chamber | Box | Yes |  |  |  | #N/A |  |  | 19703C1 | E1556 | 19703
19704C1 | 19704C | BATH BELLOTTS RD CSO | 19704 | CSO |  | North | ST7348364828 | 373483 | 164828 | Gravity | Storm overflow | 259.5 |  | B | 15 minute | Battery-powered | 2018-06-13 | AMP6 | N | 1310 | 1179 | E5163 | waste2 | N/A | N/A | N/A | N/A | N/A | N/A |  | Y | 19704 | Off-road |  | Outside Chamber | Box | No |  |  |  | #N/A |  |  | 19704C1 | E5163 | 19704
19705R1 | 19705R | WATCHET WRC SPILL TO STORM | 19705 | WRC |  | West | ST0627442869 | 306274 | 142869 | Gravity | Spill to Storm | 100 |  |  |  | Mains-powered | Unknown | AMP7 | N | 586 | 527 | E12345 | waste | B67818 | N/A | B67834 | N/A | N/A | N/A |  | N | - | - | - | - | - | - | - |  |  | 19705 |  |  | FINE | #N/A | #N/A
19705S1 | 19705S | WATCHET WRC SSO ST1 | 19705 | WRC |  | West | ST0627442869 | 306274 | 142869 | Gravity | Settled storm overflow | 100 |  | A | 2 minute | Mains-powered | 2011-04-13 | AMP5 | N | 2697 | 2427 | E12359 | waste | B67919 | waste | B67920 | waste | N/A | waste |  | N | - | - | - | - | - | - | - |  |  | 19705 | Further Needed |  | 19705S1 | #N/A | #N/A
19705S2 | 19705S | WATCHET WRC SSO ST2 | 19705 | WRC |  | West | ST0627442869 | 306274 | 142869 | Gravity | Settled storm overflow | 100 |  | A | 2 minute | Mains-powered | 2011-04-13 | AMP5 | N | 2855 | 2570 | E12360 | waste | B67919 | waste | B67920 | waste | N/A | waste |  | N | - | - | - | - | - | - | - |  |  | 19705 | Potentially Remove |  | FINE | #N/A | #N/A
19705S3 | 19705S | WATCHET WRC SSO ST1 (CELLO) | 19705 | WRC |  | West | ST0627442869 | 306274 | 142869 | Gravity | Settled storm overflow | 100 |  | A | 2 minute | Battery-powered | 2023-02-08 | AMP7 | N | 2190 | 1971 | E7918 | waste2 | N/A | N/A | N/A | N/A | N/A | N/A |  | Y | 19705 | [7 empty] | Wrong spill level on PRISM | Newly addded |  |  | FINE | #N/A | #N/A
19705S4 | 19705S | WATCHET WRC SSO ST2 (CELLO) | 19705 | WRC |  | West | ST0627442869 | 306274 | 142869 | Gravity | Settled storm overflow | 100 |  | A | 2 minute | Battery-powered | 2023-02-08 | AMP7 | N | 2185 | 1966 | E5696 | waste2 | N/A | N/A | N/A | N/A | N/A | N/A |  | Y | 29705 | [7 empty] | Wrong spill level on PRISM | Newly addded |  |  | FINE | #N/A | #N/A
19711Z1 | 19711Z | WILTON - WILTON ESTATE SU10314103 | 19711 | MH |  | South | SU1044331174 |  |  |  | Non-EDM | N/A |  | N/A | 2 minute | Battery-powered | 2022-05-25 | Non-EDM | N | 1360 | 1224 | E5086 | waste2 | N/A | N/A | N/A | N/A | N/A | N/A |  | Y | 19711 | Off-road | Chamber | In chamber |  | Yes |  |  | [5th Jun 23] Formerly 4103 WILTON SALISBURY ROAD SU10314103 |  |  |  |  | #N/A | #N/A
19712E1 | 19712E | LITTON SPS | 19712 | SPS |  | West | ST5952054913 | 359520 | 154915 | Pumped | EO | N/A |  |  | 15 minute | Mains-powered | 2020-10-05 | AMP7 | Y | 1984 | 1785 | E13466 | waste | B73488 | waste | B73489 | waste | B73490 | waste |  | N | - | - | - | - | - | - | - |  | [29th Sept 23] EW: Spill/Pre-Spill Levels changed. | 19712 |  |  | 19712E1 | #N/A | #N/A
19717C1 | 19717C | MELKSHAM SEM RD POLICE STN CSO | 19717 | CSO |  | North | ST9033463053 | 390334 | 163053 | Gravity | Storm overflow | N/A |  | B | 15 minute | Mains-powered | 2019-12-04 | AMP6 | N | 400 | 360 | E20503 | waste | B97587 | waste | B97586 | waste | B97588 | waste |  | N | - | - | - | - | - | - | - |  |  | #N/A |  |  | 19717C1 | E20503 | 19717
19723C1 | 19723C | WOOKEY HOLE GLENCOTT COTT CSO | 19723 | CSO |  | West | ST5314646929 | 353146 | 146929 | Gravity | Storm overflow | 11.5 |  | A | 2 minute | Battery-powered | 2018-03-12 | AMP6 | N | 250 | 225 | E21006 | waste2 | N/A | N/A | N/A | N/A | N/A | N/A |  | Y | 19723 | Off-road | Garden | Outside Chamber | Box | Yes |  | 2024-07-03 | [3rd Jul 24] EW: Changed Spill and Pre-Spill Levels. | #N/A |  |  | 19723C1 | E21006 | 19723
19725E1 | 19725E | KIMMERIDGE SPS | 19725 | SPS |  | South | SY9139079656 |  |  | Gravity | EO | N/A |  |  |  | Mains-powered |  | AMP7 | Y | 1940 | 1746 | E14188 | waste | B77548 | waste | N/A | waste | N/A | waste |  | N | - | - | - | - | - | - | - |  |  | #N/A |  |  | 19725E1 | E14188 | 19725
19727C1 | 15558C | WEYMOUTH THE MARSH CULVERT TANK KNIGHTSDALE RD | 19727 | CSO |  | South | SY6679579000 | 366795 | 79000 | Gravity | Storm overflow | 50 |  | A | 2 minute | Mains-powered | 2011-03-28 | AMP5 | N | 562 | 506 | E18632 | waste | B83297 | waste | N/A | waste | B83298 | waste |  | N | - | - | - | - | - | - | - | 2024-06-28 | Date added by MH from O&M manuals [13th Mar 24] EW: Updated Spill and Pre-Spill Levels. [28th Jun 24] EW: Changed Permit Reference from 19727C to 15558C. | 19727 | Further Needed |  | 19727C1 | E18632 | 19727
19731B1 | 19731B | HARMANS CROSS SPS | 19731 | SPS |  | South | SY9911979925 | 399119 | 79925 | Gravity | Storm/ Emergency | 7.5 |  |  |  |  | 2023-07-10 | AMP7 | N | 905 | 815 | E14441 | waste | B78684 | waste | B78683 | waste | B78685 | waste | [11 empty] | New to register but no install data |  |  | 19731B1 | #N/A | #N/A
19769C1 | 19769C | BRISTOL CLEVE COURT CSO | 19769 | CSO |  | North | ST6060579878 | 360605 | 179878 | Gravity | Storm overflow | 24 |  | D | 15 minute | Mains-powered | 2018-01-24 | AMP6 | N | 360 | 324 | E13974 | waste | B76336 | waste | N/A | waste | N/A | waste |  | N | - | - | - | - | - | - | - |  |  | #N/A |  |  | 19769C1 | E13974 | 19769
19769C2 | 19769C | BRISTOL CLEVE COURT MORTUARY CSO | 19769 | CSO |  | North | ST6060579878 | 360605 | 179878 | Gravity | Storm overflow | 24 |  | D | 15 minute | Mains-powered | 2018-01-24 | AMP6 | N | 290 | 261 | E13976 | waste | B76343 | waste | N/A | waste | B76344 | waste |  | N | - | - | - | - | - | - | - |  | Should be ID'd as 19172 as per O&M | #N/A |  | tick | Change in ID | E13976 | 19769
19770C1 | 19770C | BRISTOL KINGSWOOD O/S 86 KINGSHOLME ROAD CSO | 19770 | CSO |  | North | ST6480174288 | 364801 | 174288 | Gravity | Storm overflow | 19 |  | C | 15 minute | Battery-powered | 2021-11-11 | AMP7 | N | 190 | 171 | E5589 | waste2 | N/A | N/A | N/A | N/A | N/A | N/A |  | Y | 19770 | Road |  | Outside Chamber | Box | Yes |  |  |  | Newly added |  |  | 19770C1 | #N/A | #N/A
19772B1 | 14058B | HORTON, STEVENS COTTAGE NEW (PUMPED) CSO | 19772 | SPS |  | North | SU0499963322 | 404999 | 163322 | Pumped | Storm/ Emergency | 5.6 |  | A | 2 minute | Mains-powered | 2018-02-25 | AMP6 | N | 1488 | 1339 | E13572 | waste | [7 empty] | N | - | - | - | - | - | - | - | 2024-06-28 | [28th Jun 24] EW: Changed Site ID and Site Name from 14058 SPS to 19772 CSO. | #N/A |  |  | 14058B1 | E13572 | #N/A
19776E1 | 19776E | WARMWELL HOLIDAY VILLAGE SPS (BOURNE LEISURE) | 19776 | SPS |  | South | SY7611687578 | 376116 | 87578 | Gravity | EO | N/A |  | B | 15 minute | Mains-powered | 2020-09-16 | AMP7 | Y | 892 | 802.8 | E4882 | waste | B150935 | waste | B150936 | waste | B150937 | waste |  | N | - | - | - | - | - | - | - |  |  | 19776 |  |  | 19776E1 | #N/A | #N/A
19777C1 | 19777C | BRISTOL FOREST RD OPP NO.109 CSO | 19777 | CSO |  | North | ST6375175574 | 363751 | 175574 | Gravity | Storm overflow | 74 |  | C | 15 minute | Mains-powered | 2019-02-22 | AMP6 | N | 3980 | 3582 | E13299 | waste | B72625 | waste | B128319 | waste | B128320 | waste |  | N | - | - | - | - | - | - | - |  |  | #N/A |  |  | 19777C1 | E13299 | 19777
19778C1 | 19778C | BRISTOL FISHPONDS RD GATEWAY CR PK CSO | 19778 | CSO |  | North | ST6332375915 | 363323 | 175915 |  | Storm overflow | 179 |  | C | 15 minute |  | 2022-09-02 | AMP7 | N | 6560 | 5904 | E13309 | waste | B94415 | waste | B94416 | waste | B94417 | waste |  | N | - | - | - | - | - | - | - |  |  | 19778 |  |  | 19778C1 | #N/A | #N/A
19780C1 | 19780C | BRISTOL KINGSWOOD AMENITY LAND / 63 QUAKERS ROAD CSO | 19780 | CSO |  | North | ST6506177921 | 365061 | 177921 | Gravity | Storm overflow | 43 |  | C | 15 minute | Battery-powered | 2020-02-20 12:10 | AMP7 | N | 650 | 585 | E1417 | waste2 | N/A | N/A | N/A | N/A | N/A | N/A |  | Y | 19780 | Off-road | Grass | Outside Chamber | Box | Yes |  |  |  | 19780 |  |  | 19780C1 | #N/A | #N/A
19782C1 | 19782C | BRISTOL STAPLETON ROAD CSO | 19782 | CSO |  | North | ST6079574718 | 360795 | 174718 | Gravity | Storm overflow | 1996 |  | A | 2 minute | Battery-powered | 2018-01-29 | AMP6 | N | 980 | 882 | E1566 | waste2 | N/A | N/A | N/A | N/A | N/A | N/A |  | Y | 19782 | Off-road | Site | Outside Chamber | Kiosk | Yes |  |  |  | #N/A |  |  | 19782C1 | E1566 | 19782
19784C1 | 19784C | WEYMOUTH CORON CRES CSO | 19784 | CSO |  | South | SY6722381051 | 367223 | 81051 | Gravity | Storm overflow | 34 |  | C | 15 minute | Mains-powered | 2018-02-14 | AMP6 | N | 315 | 284 | E27398 | waste | B92822 | waste | B92823 | waste | B92824 | waste |  | N | - | - | - | - | - | - | - |  |  | #N/A |  |  | 19784C1 | E27398 | 19784
19786C1 | 19786C | CORSTON MILL LANE CSO | 19786 | CSO |  | North | ST9240184135 | 392401 | 184135 | Gravity | Storm overflow | 8 |  | A | 2 minute | Battery-powered | 2017-11-21 | AMP6 | N | 1860 | 1674 | E5010 | waste2 | N/A | N/A | N/A | N/A | N/A | N/A |  | Y | 19786 | Road |  | Outside Chamber | Box | Yes |  |  |  | #N/A |  |  | 19786C1 | E5010 | 19786
19787B1 | 19787B | STOUR ROW SPS | 19787 | SPS |  | South | ST8207920797 | 382079 | 120797 | Gravity | Storm/ Emergency | 6 |  | D | 15 minute | Mains-powered | 2020-07-14 | AMP7 | N | 2292 | 2062.8 | E27649 | waste | B46505 | waste | B46506 | waste | B52282 | waste |  | N | - | - | - | - | - | - | - |  |  | 19787 |  |  | 19787B1 | #N/A | #N/A
19792C1 | 19792C | WEYMOUTH QUEENS RD JCT CSO CSO | 19792 | CSO |  | South | SY6727381206 | 367273 | 81206 | Gravity | Storm overflow | 10.4 |  | C | 15 minute | Mains-powered | 2017-01-25 | AMP6 | N | 1416 | 1274 | E27362 | waste | B92742 | waste | N/A | waste | N/A | waste |  | N | - | - | - | - | - | - | - |  |  | #N/A |  |  | 19792C1 | E27362 | 19792
19817B1 | 19817B | SANDFORD ORCAS SPS | 19817 | SPS |  | South | ST6221221131 | 362212 | 121131 | Gravity | Storm/ Emergency | 6 |  | A | 2 minute | Mains-powered | 2019-01-10 | AMP6 | N | 4110 | 3699 | E24085 | waste | B61776 | waste | B61777 | waste | B61778 | waste |  | N | - | - | - | - | - | - | - |  |  | #N/A |  |  | 19817B1 | E24085 | 19817
19819E1 | 19819E | BLAGDON HILLHOWLEIGH LANE SPS | 19819 | SPS |  | West | ST2094618878 |  |  | Gravity | EO | N/A |  |  |  | Mains-powered |  | AMP7 | Y | 2585 | 2326.5 | E14458 | waste | B78737 | waste | N/A | waste | N/A | waste |  | N | - | - | - | - | - | - | - |  |  | #N/A |  |  | 19819E1 | E14458 | 19819
19820E1 | 19820E | PITMINSTER QUEENS ARMS SPS | 19820 | SPS |  | West | ST2195919156 |  |  | Gravity | EO | N/A |  |  |  | Mains-powered |  | AMP7 | Y | 1029 | 926 | E6130 | waste | B56631 | waste | N/A | waste | N/A | waste |  | N | - | - | - | - | - | - | - | 2024-06-05 | [5th Jun 24] EW: Spill Level and Pre-Spill Level changed after resurvey on 21st Feb 2024. | #N/A |  |  | 19820E1 | E6130 | 19820
19821E1 | 19821E | PITMINSTER WEIR SPS | 19821 | SPS |  | West | ST2239819582 |  |  | Gravity | EO | N/A |  |  | 2 minute | Mains-powered |  | AMP7 | Y | 3125 | 2812.5 | E14449 | waste | B78708 | waste | N/A | waste | N/A | waste |  | N | - | - | - | - | - | - | - |  |  | #N/A |  |  | 19821E1 | E14449 | 19821
19822C1 | 19822C | SHAFTESBURY NEW ROAD / WOODLANDS LANE CSO | 19822 | CSO |  | South | ST8577023348 | 385770 | 123348 | Gravity | Storm overflow | 95 |  | C | 15 minute | Battery-powered | 2021-02-18 14:55 | AMP7 | N | 315 | 284 | E5510 | waste2 | N/A | N/A | N/A | N/A | N/A | N/A |  | Y | 19822 | Road |  | In chamber |  | Yes |  |  |  | 19822 |  |  | 19822C1 | #N/A | #N/A
19825C1 | 19825C | TYTHERINGTON NEW HOUSE FARM DUCK ST CSO | 19825 | CSO |  | North | ST6728188091 | 367281 | 188091 | Gravity | Storm overflow | N/A |  | D | 15 minute | Battery-powered | 2022-11-09 | AMP7 | N | 950 | 855 | E5687 | waste2 | N/A | N/A | N/A | N/A | N/A | N/A |  | Y | 19825 | Off-road | Verge | Outside Chamber | Box | Yes | PTI | 2024-07-15 | Wrong spill level on PRISM [28th Jun 24] EW: Changed Permit Reference from X to C. [15th Jul 24] EW: Updated Spill and Pre-Spill Levels. | Newly added |  |  | Unpermitted | #N/A | #N/A
19834E1 | 19834E | STREET STRAWBERRY HILL SPS | 19834 | SPS |  | West | ST4766737200 |  |  | Gravity | EO | N/A |  |  |  | Mains-powered | 2021-08-28 | AMP7 | Y | 3705 | N/A | E25994 | waste | EDM Probe: B83504 | waste | N/A | waste | N/A | waste |  | N | - | - | - | - | - | - | - | 2024-10-01 | [1st Oct 24] EW: Added Spill Level with information from Greg Willis. | #N/A |  | tick | 19834E1 | #N/A | #N/A
19837C1 | 19837C | ALFORD WRC SSO | 19837 | WRC |  | West | ST6038632407 | 360386 | 132407 | Gravity | Storm overflow | 0.85 |  | B | 15 minute | Battery-powered | 2018-06-07 | AMP6 | N | 1350 | 1215 | E5156 | waste2 | N/A | N/A | N/A | N/A | N/A | N/A |  | Y | 19837 | Off-road | Site | In chamber |  | Yes |  |  | [22nd Jan 22] Edmund Willatts: Spill/Pre-Spill Levels and settings updated on 16th Dec 2021. | #N/A |  |  | 19837C1 | E5156 | #N/A
19883C1 | 19883C | MALMESBURY GLOUCESTER RD O/S 109 | 19883 | CSO |  | North | ST9308187714 | 393081 | 187714 | Gravity | Storm overflow | 40 |  | A | 2 minute | Battery-powered | 2018-03-05 | AMP6 | N | 300 | 270 | E5032 | waste2 | N/A | N/A | N/A | N/A | N/A | N/A |  | Y | 19883 | Off-road | Drive | In chamber |  | Yes |  |  |  | #N/A |  |  | 19883C1 | E5032 | 19883
19885C1 | 19885C | AVONMOTH LOWER HIGH ST CSO | 19885 | CSO |  | North | ST5281577328 | 352815 | 177328 | Gravity | Storm overflow | 99 |  | A | 2 minute | Battery-powered | 2018-04-08 | AMP6 | N | 240 | 216 | E5030 | waste2 | N/A | N/A | N/A | N/A | N/A | N/A |  | Y | 19885 | Road |  | Outside Chamber | Box | Yes |  |  |  | #N/A |  |  | 19885C1 | E5030 | 19885
19903C1 | 19903C | WICK THE GREEN CSO | 19903 | CSO |  | North | ST6951672619 | 369516 | 172619 | Gravity | Storm overflow | 28 |  | A | 2 minute | Mains-powered | 2018-03-08 | AMP6 | N | 300 | 270 | E24550 | waste | B11797 | waste | B11794 | waste | B11798 | waste |  | N | - | - | - | - | - | - | - |  |  | #N/A |  |  | 19903C1 | E24550 | 19903
19904C1 | 19904C | WICK THE GREEN SOUTH (SAINSBURY MILL) CSO | 19904 | CSO |  | North | ST6947572554 | 369475 | 172554 | Gravity | Storm overflow | 22 |  | D | 2 minute | Battery-powered | 2023-01-31 | AMP7 | N | 600 | 540 | E21215 | waste2 | N/A | N/A | N/A | N/A | N/A | N/A |  | Y | 19904 | Off-road | Drive | Outside Chamber | Box | No | PTI |  | Wrong spill level on PRISM | Newly added |  |  | 19904C1 | #N/A | #N/A
19926C1 | 19926C | BRISTOL MANOR WOOD RET TNK CSO | 19926 | CSO |  | North | ST5729869231 | 357298 | 169231 | Gravity | Storm overflow | 300 |  | C | 15 minute | Battery-powered | 2018-01-29 | AMP6 | N | 2335 | 2102 | E5025 | waste2 | N/A | N/A | N/A | N/A | N/A | N/A |  | Y | 19926 | Off-road | Grass | Outside Chamber | Box | No |  |  |  | #N/A |  |  | 19926C1 | E5025 | 19926
19927C1 | 19927C | BRISTOL HEADLEY RD ALLOT CSO | 19927 | CSO |  | North | ST5736168776 | 357361 | 168776 | Gravity | Storm overflow | 108 |  | C | 15 minute | Mains-powered | 2018-03-09 | AMP6 | N | 1561 | 1405 | E4507 | waste | B30368 | waste | B30367 | waste | B30370 | waste |  | N | - | - | - | - | - | - | - |  |  | #N/A |  |  | 19927C1 | E4507 | 19927
19928C1 | 19928C | BRISTOL QUEENS HEAD PUB QUEENS RD 2 | 19928 | CSO |  | North | ST5701368180 | 357013 | 168180 | Gravity | Storm overflow | 55 |  | C | 15 minute | Battery-powered | 2022-02-23 | AMP7 | N | 2040 | 1836 | E5557 | waste2 | N/A | N/A | N/A | N/A | N/A | N/A |  | Y | 19928 | Off-road | Verge | Outside Chamber | Box | Yes |  |  |  | Newly added |  |  | 19928C1 | #N/A | #N/A
19935E1 | 19935E | BRADFORD-ON-AVON GREENLAND MILLS SPS | 19935 | SPS |  | North | ST8309460566 | 383094 | 160566 | Gravity | EO | N/A |  |  |  | Mains-powered |  | AMP7 | Y | 3450 | 3105 | E21953 | waste | B45664 | waste | N/A | waste | N/A | waste |  | N | - | - | - | - | - | - | - |  |  | #N/A |  |  | 19935E1 | E21953 | 19935
19940X1 | 19940X | CHRISTCHURCH HOLME RD TANK | 19940 | MH |  | South | SZ2166693868 |  |  |  | Non-EDM | N/A |  | N/A | N/A | Battery-powered | 2018-04-05 | Non-EDM | N | 980 | 882 | E5098 | waste2 | N/A | N/A | N/A | N/A | N/A | N/A |  | Y | 19940 | Road |  | Outside Chamber | Box | No |  |  |  | #N/A |  |  | FINE | #N/A | #N/A
19947C1 | 19947C | SWANAGE HERSTON CROSS VICTORIA AVE/ HIGH ST DETENTION TANK | 19947 | CSO |  | South | SZ0173679000 | 401736 | 79000 | Gravity | Storm overflow | 70 |  | A | 2 minute | Battery-powered | 2019-11-13 11:04 | AMP5 | N | 1310 | 1179 | E5434 | waste2 | N/A | N/A | N/A | N/A | N/A | N/A |  | Y | 19947 | Road |  | In chamber |  | Yes |  |  |  | 19947 | DONE |  | 19947C1 | E5434 | 19947
19948E1 | 19948E | WARMLEY POPLAR FARM ESTATE SPS | 19948 | SPS |  | North | ST6739572846 | 367395 | 172846 | Gravity | EO | N/A |  |  |  | Mains-powered |  | AMP7 | Y | 2885 | 2596.5 | E27189 | waste | B57270 | waste | N/A | waste | N/A | waste |  | N | - | - | - | - | - | - | - |  |  | #N/A |  |  | 19948E1 | E27189 | 19948
19954C1 | 19954C | BRISTOL WORDSWORTH RD DETENTION TANK | 19954 | CSO |  | North | ST6034776897 | 360347 | 176897 | Gravity | Storm overflow | 30 |  | C | 15 minute | Battery-powered | 2023-03-02 | AMP7 | N | 1380 | 1242 | E10005 | waste2 | N/A | N/A | N/A | N/A | N/A | N/A |  | Y | 19954 | Road |  | Outside Chamber | Box | Yes |  |  | Wrong spill level on PRISM | Newly added |  |  | 19954C1 | #N/A | #N/A
19955C1 | 15071B | ST LEONARD ROWAN CLOSE CSO | 19955 | CSO |  | South | SU1072203529 | 410722 | 103529 | Gravity | Storm overflow | N/A |  | B | 15 minute | Mains-powered | 2017-01-09 | AMP6 | N | 1005 | 905 | E29104 | waste | B55741 | waste | B55740 | waste | B55742 | waste |  | N | - | - | - | - | - | - | - | 2024-08-02 | Permit is for 15071 [2nd Aug 24] EW: Changed Permit Reference to 15071B | #N/A |  |  | Covering 15071 | E29104 | 19955
19960C1 | 19960C | BRISTOL SHEPPARD RD TANK | 19960 | CSO |  | North | ST6399676606 | 363996 | 176606 | Gravity | Storm overflow | 50 |  | B | 15 minute | Mains-powered | 2019-03-28 | AMP6 | N | 5110 | 4599 | E37419 | waste | B123086 | waste | B123087 | waste | B123097 | waste |  | N | - | - | - | - | - | - | - |  |  | #N/A |  |  | 19960C1 | E37419 | 19960
19962C1 | 19962C | BRISTOL KINGSW ORC VL 0S42 CSO | 19962 | CSO |  | North | ST6598073491 | 365980 | 173491 | Gravity | Storm overflow | 51 |  | B | 15 minute | Mains-powered | 2020-04-21 | AMP6 | N | 385 | 346.5 | E2306 | waste | B24501 | waste | N/A | waste | B24500 | waste |  | N | - | - | - | - | - | - | - |  |  | #N/A |  |  | 19962C1 | #N/A | 19962
19964C1 | 19964C | BRISTOL HANHAM BRITANIA RD CSO | 19964 | CSO |  | North | ST6410573361 | 364105 | 173361 | Gravity | Storm overflow | 30 |  | C | 15 minute | Mains-powered | 2020-02-18 | AMP6 | N | 2845 | 2561 | E2256 | waste | B15017 | waste | B15016 | waste | B15014 | waste |  | N | - | - | - | - | - | - | - |  | Date added by MH from O&M manuals | #N/A |  |  | 19964C1 | E2256 | 19964
19965C1 | 19965C | BRISTOL OAKLEY RD/FILTN AV CSO | 19965 | CSO |  | North | ST6002077138 | 360020 | 177138 | Gravity | Storm overflow | 50 |  | C | 15 minute | Mains-powered | 2018-02-22 | AMP6 | N | 768 | 691 | E13472 | waste | B73537 | waste | B73536 | waste | B73538 | waste |  | N | - | - | - | - | - | - | - |  |  | #N/A |  |  | 19965C1 | E13472 | 19965
19975C1 | 19975C | FILTON STOKE BROOK CSO | 19975 | CSO |  | North | ST6094480156 | 360944 | 180156 | Pumped | Storm overflow | 80 |  | D | 15 minute | Mains-powered | 2020-04-03 | AMP6 | N | 2015 | 1814 | E30462 | waste | B100806 OR B100830 OR B100832 OR B100834 | waste | B46380 | waste | B100817 | waste |  | N | - | - | - | - | - | - | - |  | Date added by MH from O&M manuals | #N/A |  |  | 19975C1 | E30462 | 19975
19977C1 | 19977C | BRISTOL MULLER RD HRFLD CH CSO | 19977 | CSO |  | North | ST5991776336 | 359917 | 176336 | Gravity | Storm overflow | 64 |  | C | 15 minute | Mains-powered | 2020-01-30 | AMP6 | N | 240 | 216 | E13481 | waste | B73568 | waste | N/A | waste | N/A | waste |  | N | - | - | - | - | - | - | - |  |  | #N/A |  |  | 19977C1 | E13481 | 19977
19978B1 | 19978B | ROOKSBRIDGE BRISTOL ROAD SPS | 19978 | SPS |  | West | ST3690652362 | 336906 | 152362 | Gravity | Storm/ Emergency | 8.5 |  |  |  |  | 2023-08-14 | AMP7 | N | 570 | 513 | E10042 | waste2 | N/A | N/A | N/A | N/A | N/A | N/A | [9 empty] | 2024-07-11 | [11th Jul 24] EW: Waiting for confirmation of Spill Level. This may be 1200 mm. | New to register but no install data |  |  | 19978B1 | #N/A | #N/A
19984C1 | 19984C | DEVIZES WEST LAV'TN CH'HL ARMS NEW CSO | 19984 | CSO |  | North | SU0038053434 | 400380 | 153434 | Gravity | Storm overflow | 20 |  | B | 15 minute | Battery-powered | 2018-07-11 | AMP6 | N | 220 | 198 | E5229 | waste2 | N/A | N/A | N/A | N/A | N/A | N/A |  | Y | 19984 | Off-road | Car Park | In chamber |  | Yes |  |  |  | #N/A |  |  | 19984C1 | E5229 | 19984
19985C1 | 19985C | MIDSOMER NORTON N/MEAD RD CSO | 19985 | CSO |  | North | ST6579354715 | 365793 | 154715 | Gravity | Storm overflow | 19 |  | A | 2 minute | Battery-powered | 2018-02-06 | AMP6 | N | 445 | 401 | E5099 | waste2 | N/A | N/A | N/A | N/A | N/A | N/A |  | Y | 19985 | Off-road | Grass | Outside Chamber | Box | Yes |  |  |  | #N/A |  |  | 19985C1 | E5099 | 19985
19999C1 | 19999C | WARMINSTER GEORGE ST CSO | 19999 | CSO |  | North | ST8718745157 | 387187 | 145157 | Gravity | Storm overflow | 27 |  | A | 2 minute | Battery-powered | 2017-01-30 | AMP6 | N | 1440 | 1296 | E1576 | waste2 | N/A | N/A | N/A | N/A | N/A | N/A |  | Y | 19999 | Road |  | Outside Chamber | Box | Yes |  |  | [7th Nov 23] Updated Spill/Pre-Spill Levels based on 28th Aug 2019 Utilitec resurvey. Requested Utilitec resurvey: suspect Spill Level is 1190 mm (via screen). | #N/A |  |  | 19999C1 | E1576 | 19999
20000X1 | 20000X | MH ST63790102 CSA | 20000 | CSA |  | North | ST6300379145 |  |  |  | Non-EDM | N/A |  | N/A | N/A | Battery-Powered | 2022-10-31 | Non-EDM | N | N/A | N/A | N/A | waste2 | N/A | N/A | N/A | N/A | N/A | N/A |  | Y | 20000 | [11 empty] | FINE | #N/A | #N/A
20002X1 | 20002X | BRISTOL BROADWALK HYDROBRAKE CSA | 20002 | CSA |  | North | ST6036570575 |  |  |  | Non-EDM | N/A |  | N/A | N/A | Battery-Powered | 2022-12-21 | Non-EDM | N | N/A | N/A | N/A | waste2 | N/A | N/A | N/A | N/A | N/A | N/A |  | Y | 20002 | [11 empty] | FINE | #N/A | #N/A
20010X1 | 20010X | BRISTOL DOWNEND SYPHON US | 20010 | Syphon |  | North | ST6455678264 |  |  |  | Non-EDM | N/A |  | N/A | N/A | Battery-Powered | 2022-12-14 | Non-EDM | N | 1695 | 1526 | E6196 | waste2 | N/A | N/A | N/A | N/A | N/A | N/A |  | Y | 20010 | Off-road | Woods | Outside Chamber | Bollard | Yes |  |  | Wrong spill level in PRISM |  |  |  | FINE | #N/A | #N/A
20011X1 | 20011X | BRISTOL DOWNEND SYPHON DS | 20011 | Syphon |  | North | ST6442278209 |  |  |  | Non-EDM | N/A |  | N/A | N/A | Battery-Powered | 2022-12-14 | Non-EDM | N | 1062 | 956 | E6198 | waste2 | N/A | N/A | N/A | N/A | N/A | N/A |  | Y | 20011 | Off-road | Woods | Outside Chamber | Bollard | Yes |  |  | Wrong spill level in PRISM |  |  |  | FINE | #N/A | #N/A
20021X1 | 20021X | Radstock Kilmersdon Rd DS | 20021 | Syphon |  | North | ST6888654710 |  |  |  | Non-EDM | N/A |  | N/A | N/A | Battery-Powered | 2022-12-16 | Non-EDM | N | 782 | 704 | E8306 | waste2 | N/A | N/A | N/A | N/A | N/A | N/A |  | Y | 20021 | Off-road | Grass | Outside Chamber | Bollard | Yes |  |  | Wrong spill level in PRISM |  |  |  | FINE | #N/A | #N/A
20030X1 | 20030X | CORSHAM LUDMEAD ROAD SYPHON US | 20030 | Syphon |  | North | ST8737969997 |  |  |  | Non-EDM | N/A |  | N/A | N/A | Battery-Powered | 2023-02-21 | Non-EDM | N | 875 | 788 | E8365 | waste2 | N/A | N/A | N/A | N/A | N/A | N/A |  | Y | 20030 | Off-road | Grass | Outside Chamber | Bollard | Yes |  |  | Wrong spill level in PRISM |  |  |  | FINE | #N/A | #N/A
20040X1 | 20040X | Chippenham Borough Parade Siphon US | 20040 | Syphon |  | North | ST9186373246 | 391863 | 173246 |  | Non-EDM | N/A |  | N/A | N/A | Battery-Powered | 2022-12-23 | Non-EDM | N | 590 | 531 | E10002 | waste2 | N/A | N/A | N/A | N/A | N/A | N/A |  | Y | 20040 | Off-road | Footpath | Outside Chamber | Bollard | Yes |  |  | Wrong spill level in PRISM |  |  |  | FINE | #N/A | #N/A
20041X1 | 20041X | Chippenham Borough Parade Siphon DS | 20041 | Syphon |  | North | ST9191973224 | 391919 | 173224 |  | Non-EDM | N/A |  | N/A | N/A | Battery-Powered | 2022-12-23 | Non-EDM | N | 1692 | 1523 | E10003 | waste2 | N/A | N/A | N/A | N/A | N/A | N/A |  | Y | 20041 | Off-road | Car Park | Outside Chamber | Bollard | Yes |  |  | Wrong spill level in PRISM |  |  |  | FINE | #N/A | #N/A
10944C1 | 10944C | BRISTOL 74 BIFIELD ROAD (SURFACE WATER) CSO | 10944 | CSO |  | North | ST6272868261 | 362728 | 168261 |  | Storm overflow | 18 |  |  |  |  | 2023-09-14 | AMP7 | N | 1865 | 1761 | E6871 | waste2 | N/A | N/A | N/A | N/A | N/A | N/A |  |  | 20944 | [6 empty] | 2024-09-23 | [1st Nov 23] EW; Foul manhole connected to Surface system (10944) [23rd Sept 24] EW: Changed Asset & permit IDs from 20944 to 10944. [2nd Oct 24] Swapped entry name & ID from 10944X1 ... Foul to 10944C1 …Surface CSO
30007X1 | 30007X | BLAKE GARDENS | 30007 | MH |  | West | ST3007337010 |  |  |  | Non-EDM | N/A |  | N/A | N/A | Battery-powered | 2020-02-06 | Non-EDM | N | 750 | 675 | E5449 | waste2 | N/A | N/A | N/A | N/A | N/A | N/A |  | Y | 30007 | Off-road | Pavement | Outside Chamber | Box | No |  |  |  | #N/A |  |  | FINE | E5449 | Fine
30102X1 | 30102X | HARRY STOKE HYDROSLIDE ST63790102 | 30102 | MH | Yes | North | ST6300279144 | 363002 | 179144 |  | Non-EDM | N/A |  | N/A | 2 minute | Battery-powered | 2022-10-14 | Non-EDM | N | 970 | 873 | E6003 | waste2 | N/A | N/A | N/A | N/A | N/A | N/A |  | Y | 30102 | Off-road | Chamber | Outside Chamber | Bollard | Yes | PTI |  | [1st Jun 23] Site Name change. | #N/A |  |  | FINE | #N/A | #N/A
30505X1 | 30505X | BRISTOL WESTBURY ON TRYM LAKE RD ST58770305 | 19308 | MH |  | North | ST5801877350 | 358018 | 177350 |  | Non-EDM | N/A |  |  |  | Battery-powered | 2022-02-02 | Non-EDM | N | 650 | 585 | E5641 | waste2 | N/A | N/A | N/A | N/A | N/A | N/A |  | Y | 30505 | Road | Chamber | Outside Chamber | Box | Yes |  |  | [7th Aug 23] Cello ID previously 19308 23 Lake Rd Westbury on Trym | #N/A |  |  | FINE | #N/A | 19308
30602X1 | 30602X | CORSHAM STOCKHALL ST87690602 | 30602 | MH |  | North | ST8773769721 |  |  |  | Non-EDM | N/A |  | N/A | N/A | Battery-powered | 2019-11-12 | Non-EDM | N | 555 | 500 | E5430 | waste2 | N/A | N/A | N/A | N/A | N/A | N/A |  | Y | 30602 | Off-road | Garden | In chamber |  | Yes |  |  | Spill level wrong, mixed up with 36703 | #N/A |  |  | FINE | #N/A | #N/A
30704X1 | 30704X | KINSON COMMON 2 | 30704 | MH |  | South | SZ0700695790 |  |  |  | Non-EDM | N/A |  | N/A | N/A | Battery-powered | 2020-04-24 | Non-EDM | N | 925 | 832 | E5472 | waste2 | N/A | N/A | N/A | N/A | N/A | N/A |  | Y | 30704 | Off-road | Woods | In chamber |  | Yes |  |  |  | #N/A |  |  | FINE | #N/A | #N/A
30746X1 | 30746X | BRISTOL WOODLAND ROAD MH0746 | 30746 | MH |  | North | ST5807073744 |  |  |  | Non-EDM | N/A |  | N/A | N/A | Battery-powered | 2018-02-21 | Non-EDM | N | 1550 | 1395 | E5118 | waste2 | N/A | N/A | N/A | N/A | N/A | N/A |  | Y | 30746 | Road |  | Outside Chamber | Box | No | Deep |  |  | #N/A |  |  | FINE | #N/A | #N/A
31101X1 | 31101X | Edithmead Private P.S | 31101 | Other |  | West |  |  |  |  | Non-EDM | N/A |  | N/A | N/A | Battery-powered | 2020-06-12 | Non-EDM | N | N/A | N/A | N/A | waste2 | N/A | N/A | N/A | N/A | N/A | N/A |  | Y | 31101 | Unknown |  | Unknown |  | Unknown |  |  | One of Rich George's cellos. | #N/A |  |  | FINE | #N/A | #N/A
31510X1 | 31510X | Wiveliscombe ST08271510 CSA | 31510 | CSA |  | West | ST0813027600 |  |  |  | Non-EDM | N/A |  | N/A | N/A | Battery-Powered | 2022-05-16 | Non-EDM | N | N/A | N/A | N/A | waste2 | N/A | N/A | N/A | N/A | N/A | N/A |  | Y | 31510 | [11 empty] | FINE | #N/A | #N/A
31603X1 | 31603X | BURTON RD CHRISTCHURCH | 31603 | MH |  | South | SZ1713193681 |  |  |  | Non-EDM | N/A |  | N/A | N/A | Battery-powered | 2018-11-13 | Non-EDM | N | 495 | 446 | E5388 | waste2 | N/A | N/A | N/A | N/A | N/A | N/A |  | Y | 31603 | Road |  | In chamber |  | Yes |  |  |  | #N/A |  |  | FINE | #N/A | #N/A
33401X1 | 33401X | Melksham ST91633301 | 33401 | MH |  | North | ST9136363357 |  |  |  | Non-EDM | N/A |  | N/A | N/A | Battery-powered | 2022-02-09 | Non-EDM | N | 985 | 886 | E5642 | waste2 | N/A | N/A | N/A | N/A | N/A | N/A |  | Y | 33401 | Road |  | In chamber |  | Yes |  |  |  | #N/A |  |  | FINE | #N/A | #N/A
33704X1 | 33704X | BOURNEMOUTH CHARMINSTER RD MH SZ09923704 | 33704 | MH | Yes | South | SZ0934792789 |  |  |  | Non-EDM | N/A |  | N/A | N/A | Battery-powered | 2018-03-01 | Non-EDM | N | 2000 | 1800 | E5058 | waste2 | N/A | N/A | N/A | N/A | N/A | N/A |  | Y | 33704 | Road |  | Outside Chamber | Box | Yes |  |  | [27th May 22] Original Cello ID was 13704. Updated Wessex records on 27th May 2022; Watercore change happened on 17th May 2022. | #N/A |  |  | FINE | #N/A | #N/A
33801X1 | 33801X | PORTLAND TRUNK SEWER LEAK DET | 33801 | MH |  | South | SY7037771898 | 370377 | 71898 |  | Non-EDM | N/A |  | N/A | N/A | Battery-powered | 2019-02-21 | Non-EDM | N | 400 | 360 | E5410 | waste2 | N/A | N/A | N/A | N/A | N/A | N/A |  | Y | 33801 | Off-road | Hill | In chamber |  | Yes |  |  |  | #N/A |  |  | FINE | #N/A | #N/A
34000X1 | 34000X | HINKLEY POINT POWER | 34000 | Other | No | South | ST2060844929 |  |  |  | Non-EDM | N/A |  | N/A | N/A | Battery-powered | 2018-04-25 | Non-EDM | N | N/A | N/A | N/A | waste2 | N/A | N/A | N/A | N/A | N/A | N/A |  | Y | 34000 | Off-road | Site | In chamber | Tank | Yes |  |  |  | #N/A |  |  | FINE | #N/A | #N/A
34001X1 | 34001X | 81603(Non EDM) | 34001 | Other | No | [5 empty] | Non-EDM | N/A |  | N/A | N/A | Battery-powered | 2018-06-07 | Non-EDM | N | N/A | N/A | N/A | waste2 | N/A | N/A | N/A | N/A | N/A | N/A |  | Y | 34001 | Unknown |  | Unknown |  | Unknown |  |  |  | #N/A |  |  | FINE | #N/A | #N/A
34002X1 | 34002X | SUTTON BINGHAM MANOR(13299) | 34002 | MH |  | West | ST5472011212 |  |  |  | Non-EDM | N/A |  | N/A | N/A | Battery-powered | 2018-06-29 | Non-EDM | N | 2100 | 1890 | E5202 | waste2 | N/A | N/A | N/A | N/A | N/A | N/A |  | Y | 34002 | Off-road | Grass | Outside Chamber | Box | Yes |  |  |  | #N/A |  |  | FINE | #N/A | #N/A
34003X1 | 34003X | POORHOUSE WEIR | 34003 | Other | [6 empty] | Non-EDM | N/A |  | N/A | N/A | Battery-powered | 2020-02-21 | Non-EDM | N | N/A | N/A | N/A | waste2 | N/A | N/A | N/A | N/A | N/A | N/A |  | Y | 34003 | Unknown |  | Unknown |  | Unknown |  |  | One of Rich George's cellos. | #N/A |  |  | FINE | #N/A | #N/A
34102X1 | 34102X | PORTLAND TRUNK SEWER MH4102(4102) | 34102 | MH |  | South | SY7043572160 |  |  |  | Non-EDM | N/A |  | N/A | N/A | Battery-powered | 2019-11-20 | Non-EDM | N | 550 | 495 | E5409 | waste2 | N/A | N/A | N/A | N/A | N/A | N/A |  | Y | 34102 | Off-road |  | In chamber |  | No |  |  |  | #N/A |  |  | FINE | E5409 | #N/A
34103X1 | 34103X | WILTON SALISBURY ROAD MH4103 | 34103 | MH | No | South | SU1044331174 |  |  |  | Non-EDM | N/A |  | N/A | 2 minute | Battery-powered | 2022-05-25 | Non-EDM | N | 1360 | 1224 | E5086 | waste2 | N/A | N/A | N/A | N/A | N/A | N/A |  | Y | 34103 | Off-road | Chamber | In chamber |  |  |  |  | [5th Jun 23] Site changed from 34103 WILTON SALISBURY ROAD SU10314103 to 19711 WILTON - WILTON ESTATE SU10314103 | #N/A |  |  | FINE | #N/A | #N/A
35401X1 | 35401X | ABBEY WOOD M/N ST61785401 | 35401 | MH |  | North | ST6154178448 |  |  |  | Non-EDM | N/A |  | N/A | N/A | Battery-powered | 2018-03-19 | Non-EDM | N | 2550 | 2295 | E5144 | waste2 | N/A | N/A | N/A | N/A | N/A | N/A |  | Y | 15401 | Off-road | Grass | Outside Chamber | Box | Yes |  |  | [26th May 23] Previously known as 15401 STOKE GIFFORD M/N ST61785401 | #N/A |  |  | FINE | #N/A | #N/A
35768X1 | 35768X | BRISTOL SELLEY WALK CSO | 35768 | MH |  | North | ST5733568304 |  |  |  | Non-EDM | N/A |  | N/A | N/A | Battery-powered | 2018-01-24 | Non-EDM | N | 2650 | 2385 | E20006 | waste2 | N/A | N/A | N/A | N/A | N/A | N/A |  | Y | 35768 | Off-road | Grass | Outside Chamber | Box | Yes |  |  |  | #N/A |  |  | FINE | #N/A | #N/A
36703X1 | 36703X | CORSHAM STOCKHALL ST87696703 | 36703 | MH |  | North | ST8705469665 |  |  |  | Non-EDM | N/A |  | N/A | N/A | Battery-powered | 2019-11-12 | Non-EDM | N | 580 | 522 | E5432 | waste2 | N/A | N/A | N/A | N/A | N/A | N/A |  | Y | 36703 | Off-road | Woods | In chamber |  | Yes | PTI |  | Replaced Cello 37703 on 29/10/2020 Spill level wrong, mixed up with 30602 | #N/A |  |  | FINE | #N/A | #N/A
36712X1 | 36712X | Bason Bridge Factory Lane | 36712 | Other |  | West |  |  |  |  | Non-EDM | N/A |  | N/A | N/A | Battery-powered | 2020-03-20 | Non-EDM | N | N/A | N/A | N/A | waste2 | N/A | N/A | N/A | N/A | N/A | N/A |  | Y | 36712 | Unknown |  | Unknown |  | Unknown |  |  | One of Rich George's cellos. | #N/A |  |  | FINE | #N/A | #N/A
36713X1 | 36713X | VALLEY ROAD CORSHAM | 36713 | MH |  | North | ST86696713 |  |  |  | Non-EDM | N/A |  | N/A | N/A | Battery-powered | 2019-10-16 | Non-EDM | N | 900 | 810 | E5427 | waste2 | N/A | N/A | N/A | N/A | N/A | N/A |  | Y | 36713 | Road |  | In chamber |  | Yes |  |  |  | #N/A |  |  | FINE | #N/A | #N/A
36802X1 | 36802X | Clevedon Kenn Road Discharge | 36802 | Other |  | West |  |  |  |  | Non-EDM | N/A |  | N/A | N/A | Battery-powered | 2020-04-20 | Non-EDM | N | N/A | N/A | N/A | waste2 | N/A | N/A | N/A | N/A | N/A | N/A |  | Y | 36802 | Off-road |  | In chamber |  | No |  |  | One of Rich George's cellos. | #N/A |  |  | FINE | #N/A | #N/A
36803X1 | 36803X | Clevedon Colehouse Caravan | 36803 | Other |  | West |  |  |  |  | Non-EDM | N/A |  | N/A | N/A | Battery-powered | 2020-04-20 | Non-EDM | N | N/A | N/A | N/A | waste2 | N/A | N/A | N/A | N/A | N/A | N/A |  | Y | 36803 | Unknown |  | Unknown |  | Unknown |  |  | One of Rich George's cellos. | #N/A |  |  | FINE | #N/A | #N/A
37302X1 | 37302X | PORTLAND TRUNK SEWER 7302(SY68747302) | 37302 | MH |  | South | SY6873974391 |  |  |  | Non-EDM | N/A |  | N/A | N/A | Battery-powered | 2020-12-16 | Non-EDM | N | 1405 | 1265 | E5514 | waste2 | N/A | N/A | N/A | N/A | N/A | N/A |  | Y | 37302 | Off-road | Car Park | In chamber |  | No |  |  | Wrong spill level on PRISM, might be okay. | #N/A |  |  | FINE | E5514 | #N/A
37303X1 | 37303X | PORTLAND TRUNK SEWER | 37303 | MH |  | South | SY6895874441 |  |  |  | Non-EDM | N/A |  | N/A | N/A | Battery-Powered | 2023-01-04 | Non-EDM | N | 1220 | 1098 | E8361 | waste2 | N/A | N/A | N/A | N/A | N/A | N/A |  | Y | 37303 | Off-road | Grass | In chamber |  | No |  |  | Wrong spill level on PRISM, might be okay. |  |  |  | FINE | #N/A | #N/A
37503X1 | 37503X | West Quay Drawbridge | 35703 | Other |  | West |  |  |  |  | Non-EDM | N/A |  | N/A | N/A | Battery-powered | 2020-04-19 | Non-EDM | N | N/A | N/A | N/A | waste2 | N/A | N/A | N/A | N/A | N/A | N/A |  | Y | 37503 | [7 empty] | One of Rich George's cellos. | #N/A |  |  | FINE | #N/A | #N/A
37604X1 | 37604X | Star Cottage SY93867604 | 37604 | MH | No | South | SY9375386642 |  |  |  | Non-EDM | N/A |  | N/A | N/A | Battery-powered | 2022-04-27 | Non-EDM | Y | 630 | 567 | E5646 | waste2 | N/A | N/A | N/A | N/A | N/A | N/A |  | Y | 37604 | Road |  | Outside Chamber | Box | Yes |  |  | [24th Jan 24] Cello ID changed from 37604 to 14255 on 12th Oct 2023. | #N/A |  |  | FINE | #N/A | #N/A
37703X1 | 37703X | CORSHAM STOCKHALL ST87696703 | 37703 | MH | No | North | ST8768069765 | 387680 | 169765 |  | Non-EDM | N/A |  | N/A | N/A | Battery-Powered | 2019-11-12 | Non-EDM | N | N/A | N/A | N/A | waste2 | N/A | N/A | N/A | N/A | N/A | N/A |  | Y | 37703 | [11 empty] | FINE | #N/A | #N/A
37708X1 | 37708X | LOCKING 19 LARKHILL RD ST36607708 | 37708 | MH | Yes | West | ST36607708 |  |  |  | Non-EDM | N/A |  | N/A | N/A | Battery-powered | 2023-12-06 | Non-EDM | N | 666 | 629 | E45027 | waste2 | N/A | N/A | N/A | N/A | N/A | N/A |  | Y | 37708 | Off-road | Pavement | Chamber |  | Yes
37802X1 | 37802X | YETMINSTER RAILWAY STN ST59107802 | 37802 | MH | Yes | South | ST5970510852 |  |  |  | Non-EDM | N/A |  | N/A | N/A | Battery-powered | 2023-03-01 | Non-EDM | N | 1640 | 1476 | E20987 | waste2 | N/A | N/A | N/A | N/A | N/A | N/A |  | Y | 37802 | Road | Car Park | In chamber |  | Yes |  |  | Wrong spill level on PRISM. | #N/A |  |  | FINE | #N/A | #N/A
38001X1 | 38001X | Keynsham Wellsway MH04 | 38001 | MH |  | North | ST6589668112 | 365896 | 168112 |  | Non-EDM | [8 empty] | 740 | 666 | E10067 | WASTE2
38216X1 | 38216X | Gillingham Oake Woods MH8216 | 38216 | MH |  | South | ST8084026173 |  |  |  | Non-EDM | N/A |  | N/A | N/A | Battery-Powered | 2022-12-22 | Non-EDM | N | 1110 | 999 | E95027 | waste2 | N/A | N/A | N/A | N/A | N/A | N/A |  | Y | 38216 | Off-road | Drive | Outside Chamber | Box | Yes |  |  | Wrong spill level in PRISM |  |  |  | FINE | #N/A | #N/A
38704X1 | 38704X | YETMINSTER BRIERLEY HAY ST59108704 | 38704 | MH | Yes | South | ST5979510704 |  |  |  | Non-EDM | N/A |  | N/A | N/A | Battery-powered | 2023-03-01 | Non-EDM | N | 610 | 549 | E21216 | waste2 | N/A | N/A | N/A | N/A | N/A | N/A |  | Y | 38704 | Road |  | In chamber |  | Yes |  |  | Wrong spill level on PRISM. | #N/A |  |  | FINE | #N/A | #N/A
38711X1 | 38711X | RANELAGH ROAD SY67798711 | 38711 | MH |  | South | SY67798711 |  |  |  | Non-EDM | N/A |  | N/A | N/A | Battery-powered | 2020-12-16 | Non-EDM | N | 2180 | 1962 | E10071 | waste2 | N/A | N/A | N/A | N/A | N/A | N/A |  | Y | 38711 | Road |  | In chamber |  | Yes | PTI |  |  | #N/A |  |  | FINE | #N/A | #N/A
38803X1 | 38803X | ATWOOD DRIVE ST54788803 | 38803 | Other | No | North | ST5481678823 |  |  |  | Non-EDM | N/A |  | N/A | N/A | Battery-powered | 2020-09-29 | Non-EDM | N | N/A | N/A | N/A | waste2 | N/A | N/A | N/A | N/A | N/A | N/A |  | Y | 38803 | Road |  | In chamber |  | Yes |  |  |  | #N/A |  |  | FINE | #N/A | #N/A
39901X1 | 39901X | Ashton Avenue SPS(ST56719901) | 39901 | MH |  | North | ST5695571972 |  |  |  | Non-EDM | N/A |  | N/A | N/A | Battery-powered | 2022-01-21 | Non-EDM | N | 4250 | 3825 | E10084 | waste2 | N/A | N/A | N/A | N/A | N/A | N/A |  | Y | 39901 | Off-road | Private property | In chamber |  | Yes |  |  | Wrong spill level on PRISM. | #N/A |  |  | FINE | #N/A | #N/A
43002X1 | 43002X | RADSTOCK HYDN HI MH ST6953080(MH ST69530803) | 43002 | MH |  | North | ST6900553829 |  |  |  | Non-EDM | N/A |  | N/A | N/A | Battery-powered | 2018-06-20 | Non-EDM | N | 500 | 450 | E5181 | waste2 | N/A | N/A | N/A | N/A | N/A | N/A |  | Y | 43002 | Off-road | Grass | In chamber |  | Yes |  |  |  | #N/A |  |  | FINE | E5181 | fine
48501X1 | 48501X | COMBE DINGLE ST55778501 | 48501 | Other | No | Unknown | ST5581377467 |  |  |  | Non-EDM | N/A |  | N/A | N/A | Battery-powered | 2020-06-26 | Non-EDM | N | N/A | N/A | N/A | waste2 | N/A | N/A | N/A | N/A | N/A | N/A |  | Y | 48501 | Off-road | Grass | In chamber |  | Yes | PTI |  |  | #N/A |  |  | FINE | #N/A | #N/A
14520E1 | 14520E | HEYWOOD DURSLEY ROAD SPS Storm Tank | 14520 | SPS |  | North | ST8615654116 | 386156 | 154116 | Gravity | EO | N/A |  |  |  | Mains-powered |  | AMP7 | Y | 3550 | 3195 | E3907 | Waste | B21306 | Waste | B21308 | Waste | B21307 | Waste |  | N | [7 empty] | 2024-07-26 | [26th Jul 24] EW: New installation
Note on M2: [Threaded comment] Your version of Excel allows you to read this threaded comment; however, any edits to it will get removed if the file is opened in a newer version of Excel. Learn more: https://go.microsoft.com/fwlink/?linkid=870924 Comment: Added FPF to this
Note on C3: [Threaded comment] Your version of Excel allows you to read this threaded comment; however, any edits to it will get removed if the file is opened in a newer version of Excel. Learn more: https://go.microsoft.com/fwlink/?linkid=870924 Comment: [MH: 13th April 2023] - No dates for installation but in AMP7 tracker.
Note on A14: [Threaded comment] Your version of Excel allows you to read this threaded comment; however, any edits to it will get removed if the file is opened in a newer version of Excel. Learn more: https://go.microsoft.com/fwlink/?linkid=870924 Comment: Changed from 10944C1 to 10944X1
Note on B14: [Threaded comment] Your version of Excel allows you to read this threaded comment; however, any edits to it will get removed if the file is opened in a newer version of Excel. Learn more: https://go.microsoft.com/fwlink/?linkid=870924 Comment: Changed from 10944C to 10944X
Note on C14: [Threaded comment] Your version of Excel allows you to read this threaded comment; however, any edits to it will get removed if the file is opened in a newer version of Excel. Learn more: https://go.microsoft.com/fwlink/?linkid=870924 Comment: Changed name from …(SURFACE WATER) CSO to 'Foul MH ST62687202'
Note on E14: [Threaded comment] Your version of Excel allows you to read this threaded comment; however, any edits to it will get removed if the file is opened in a newer version of Excel. Learn more: https://go.microsoft.com/fwlink/?linkid=870924 Comment: Changed from CSO to MH
Note on A16: [Threaded comment] Your version of Excel allows you to read this threaded comment; however, any edits to it will get removed if the file is opened in a newer version of Excel. Learn more: https://go.microsoft.com/fwlink/?linkid=870924 Comment: Updated from C to X (unpermitted) Reply: Changed from X to C; Permit reference has been updated.
Note on B16: [Threaded comment] Your version of Excel allows you to read this threaded comment; however, any edits to it will get removed if the file is opened in a newer version of Excel. Learn more: https://go.microsoft.com/fwlink/?linkid=870924 Comment: Updated from C to X (unpermitted) Reply: Changed from X to C; Permit reference has been updated.
Note on C17: [Threaded comment] Your version of Excel allows you to read this threaded comment; however, any edits to it will get removed if the file is opened in a newer version of Excel. Learn more: https://go.microsoft.com/fwlink/?linkid=870924 Comment: No dates for installation but in AMP7 tracker
Note on K17: [Threaded comment] Your version of Excel allows you to read this threaded comment; however, any edits to it will get removed if the file is opened in a newer version of Excel. Learn more: https://go.microsoft.com/fwlink/?linkid=870924 Comment: Added "gravity"
Note on C20: [Threaded comment] Your version of Excel allows you to read this threaded comment; however, any edits to it will get removed if the file is opened in a newer version of Excel. Learn more: https://go.microsoft.com/fwlink/?linkid=870924 Comment: [MH: 13th April 2023] - No dates for installation but in AMP7 tracker.
Note on A21: [Threaded comment] Your version of Excel allows you to read this threaded comment; however, any edits to it will get removed if the file is opened in a newer version of Excel. Learn more: https://go.microsoft.com/fwlink/?linkid=870924 Comment: Updated from C to X (unpermitted) Reply: Changed from X to C; Permit reference updated.
Note on B21: [Threaded comment] Your version of Excel allows you to read this threaded comment; however, any edits to it will get removed if the file is opened in a newer version of Excel. Learn more: https://go.microsoft.com/fwlink/?linkid=870924 Comment: Updated from C to X (unpermitted) Reply: Changed from X to C; Permit reference updated.
Note on A25: [Threaded comment] Your version of Excel allows you to read this threaded comment; however, any edits to it will get removed if the file is opened in a newer version of Excel. Learn more: https://go.microsoft.com/fwlink/?linkid=870924 Comment: Permit transferred from 16764C1.
Note on B25: [Threaded comment] Your version of Excel allows you to read this threaded comment; however, any edits to it will get removed if the file is opened in a newer version of Excel. Learn more: https://go.microsoft.com/fwlink/?linkid=870924 Comment: Permit transferred from 16764C1.
Note on R25: [Threaded comment] Your version of Excel allows you to read this threaded comment; however, any edits to it will get removed if the file is opened in a newer version of Excel. Learn more: https://go.microsoft.com/fwlink/?linkid=870924 Comment: This is the installation date of the equipment formally in use for 16764.
Note on Y25: [Threaded comment] Your version of Excel allows you to read this threaded comment; however, any edits to it will get removed if the file is opened in a newer version of Excel. Learn more: https://go.microsoft.com/fwlink/?linkid=870924 Comment: B144089- CSO storm chamber overflowing B144085- Sewer overflowing Which is the correct spill alarm?
Note on K27: [Threaded comment] Your version of Excel allows you to read this threaded comment; however, any edits to it will get removed if the file is opened in a newer version of Excel. Learn more: https://go.microsoft.com/fwlink/?linkid=870924 Comment: Added "gravity"
Note on G29: [Threaded comment] Your version of Excel allows you to read this threaded comment; however, any edits to it will get removed if the file is opened in a newer version of Excel. Learn more: https://go.microsoft.com/fwlink/?linkid=870924 Comment: Changed from South to West on 3rd Mar 2022
Note on C30: [Threaded comment] Your version of Excel allows you to read this threaded comment; however, any edits to it will get removed if the file is opened in a newer version of Excel. Learn more: https://go.microsoft.com/fwlink/?linkid=870924 Comment: [MH: 13th April 2023] - No dates for installation but in AMP7 tracker.
Note on U38: [Threaded comment] Your version of Excel allows you to read this threaded comment; however, any edits to it will get removed if the file is opened in a newer version of Excel. Learn more: https://go.microsoft.com/fwlink/?linkid=870924 Comment: Dean Otton changed the Spill Level from 370 mm to 387 mm as part of the Spill Level Change Process on 20th May 2024.
Note on V38: [Threaded comment] Your version of Excel allows you to read this threaded comment; however, any edits to it will get removed if the file is opened in a newer version of Excel. Learn more: https://go.microsoft.com/fwlink/?linkid=870924 Comment: Dean Otton changed the Pre-Spill Level from 333 mm to 348 mm as part of the Spill Level Change Process on 20th May 2024.
Note on U39: [Threaded comment] Your version of Excel allows you to read this threaded comment; however, any edits to it will get removed if the file is opened in a newer version of Excel. Learn more: https://go.microsoft.com/fwlink/?linkid=870924 Comment: Changed from 215mm to 254 mm on 22nd Dec 2023. Flow Measurement remeasured weir.
Note on V39: [Threaded comment] Your version of Excel allows you to read this threaded comment; however, any edits to it will get removed if the file is opened in a newer version of Excel. Learn more: https://go.microsoft.com/fwlink/?linkid=870924 Comment: Changed from 194 mm to 229 mm on 22nd Dec 2023. Flow Measurement remeasured weir.
Note on U40: [Threaded comment] Your version of Excel allows you to read this threaded comment; however, any edits to it will get removed if the file is opened in a newer version of Excel. Learn more: https://go.microsoft.com/fwlink/?linkid=870924 Comment: Changed Spill Level from 2090 mm to 2110 mm on 20th May 2024 as part for Spill Level Change Process.
Note on V40: [Threaded comment] Your version of Excel allows you to read this threaded comment; however, any edits to it will get removed if the file is opened in a newer version of Excel. Learn more: https://go.microsoft.com/fwlink/?linkid=870924 Comment: Changed Pre Spill Level from 1881 mm to 1899 mm on 20th May 2024 as part for Spill Level Change Process.
Note on A41: [Threaded comment] Your version of Excel allows you to read this threaded comment; however, any edits to it will get removed if the file is opened in a newer version of Excel. Learn more: https://go.microsoft.com/fwlink/?linkid=870924 Comment: Changed from ...S1 to ...C1.
Note on B41: [Threaded comment] Your version of Excel allows you to read this threaded comment; however, any edits to it will get removed if the file is opened in a newer version of Excel. Learn more: https://go.microsoft.com/fwlink/?linkid=870924 Comment: Changed from ...S1 to ...C1.
Note on C41: [Threaded comment] Your version of Excel allows you to read this threaded comment; however, any edits to it will get removed if the file is opened in a newer version of Excel. Learn more: https://go.microsoft.com/fwlink/?linkid=870924 Comment: Changed from SSO to Inlet CSO
Note on U42: [Threaded comment] Your version of Excel allows you to read this threaded comment; however, any edits to it will get removed if the file is opened in a newer version of Excel. Learn more: https://go.microsoft.com/fwlink/?linkid=870924 Comment: Changed from 176 mm to 180 mm.
Note on V42: [Threaded comment] Your version of Excel allows you to read this threaded comment; however, any edits to it will get removed if the file is opened in a newer version of Excel. Learn more: https://go.microsoft.com/fwlink/?linkid=870924 Comment: Changed from 158 mm to 126 mm.
Note on A43: [Threaded comment] Your version of Excel allows you to read this threaded comment; however, any edits to it will get removed if the file is opened in a newer version of Excel. Learn more: https://go.microsoft.com/fwlink/?linkid=870924 Comment: Changed from ...C1 to ...S1.
Note on B43: [Threaded comment] Your version of Excel allows you to read this threaded comment; however, any edits to it will get removed if the file is opened in a newer version of Excel. Learn more: https://go.microsoft.com/fwlink/?linkid=870924 Comment: Changed from ...C1 to ...S1.
Note on C43: [Threaded comment] Your version of Excel allows you to read this threaded comment; however, any edits to it will get removed if the file is opened in a newer version of Excel. Learn more: https://go.microsoft.com/fwlink/?linkid=870924 Comment: Changed from STORM O/F to Storm Tank
Note on Y43: [Threaded comment] Your version of Excel allows you to read this threaded comment; however, any edits to it will get removed if the file is opened in a newer version of Excel. Learn more: https://go.microsoft.com/fwlink/?linkid=870924 Comment: Changed Spill alarm from Waste B10053 to Waste B140677.
Note on U45: [Threaded comment] Your version of Excel allows you to read this threaded comment; however, any edits to it will get removed if the file is opened in a newer version of Excel. Learn more: https://go.microsoft.com/fwlink/?linkid=870924 Comment: Info added from PRISM
Note on U50: [Threaded comment] Your version of Excel allows you to read this threaded comment; however, any edits to it will get removed if the file is opened in a newer version of Excel. Learn more: https://go.microsoft.com/fwlink/?linkid=870924 Comment: Spills at 100 l/s according to PRISM
Note on U61: [Threaded comment] Your version of Excel allows you to read this threaded comment; however, any edits to it will get removed if the file is opened in a newer version of Excel. Learn more: https://go.microsoft.com/fwlink/?linkid=870924 Comment: Changed Spill Level from 3725 mm to 3865 mm as part of Spill Level Change process. Alarms changed on-site on 24th May 2024.
Note on V61: [Threaded comment] Your version of Excel allows you to read this threaded comment; however, any edits to it will get removed if the file is opened in a newer version of Excel. Learn more: https://go.microsoft.com/fwlink/?linkid=870924 Comment: Changed Pre-Spill Level from 3353 mm to 3479 mm as part of Spill Level Change process. Alarms changed on-site on 24th May 2024.
Note on R62: [Threaded comment] Your version of Excel allows you to read this threaded comment; however, any edits to it will get removed if the file is opened in a newer version of Excel. Learn more: https://go.microsoft.com/fwlink/?linkid=870924 Comment: Might be wrong
Note on U62: [Threaded comment] Your version of Excel allows you to read this threaded comment; however, any edits to it will get removed if the file is opened in a newer version of Excel. Learn more: https://go.microsoft.com/fwlink/?linkid=870924 Comment: Update to 110mm from 505mm
Note on W64: [Threaded comment] Your version of Excel allows you to read this threaded comment; however, any edits to it will get removed if the file is opened in a newer version of Excel. Learn more: https://go.microsoft.com/fwlink/?linkid=870924 Comment: Signal is actually E4411, not E4412
Note on U66: [Threaded comment] Your version of Excel allows you to read this threaded comment; however, any edits to it will get removed if the file is opened in a newer version of Excel. Learn more: https://go.microsoft.com/fwlink/?linkid=870924 Comment: Changed Spill Level from 2100mm to 2568 mm. Possibly changed on 12th Feb 2024 by Flow Measurement Team; confirmed as changed on 26th June 2024.
Note on V66: [Threaded comment] Your version of Excel allows you to read this threaded comment; however, any edits to it will get removed if the file is opened in a newer version of Excel. Learn more: https://go.microsoft.com/fwlink/?linkid=870924 Comment: Changed Pre-Spill Level from 1890 mm to 2312 mm. Possibly changed on 12th Feb 2024 by Flow Measurement Team; confirmed as changed on 26th June 2024.
Note on U68: [Threaded comment] Your version of Excel allows you to read this threaded comment; however, any edits to it will get removed if the file is opened in a newer version of Excel. Learn more: https://go.microsoft.com/fwlink/?linkid=870924 Comment: Changed Spill Level on 26th Mar 2024 from 4610 mm to 4660 mm as part for Spill Level Change Process.
Note on V68: [Threaded comment] Your version of Excel allows you to read this threaded comment; however, any edits to it will get removed if the file is opened in a newer version of Excel. Learn more: https://go.microsoft.com/fwlink/?linkid=870924 Comment: Changed Pre-Spill Level on 26th Mar 2024 from 4149 mm to 4194 mm as part for Spill Level Change Process.
Note on U69: [Threaded comment] Your version of Excel allows you to read this threaded comment; however, any edits to it will get removed if the file is opened in a newer version of Excel. Learn more: https://go.microsoft.com/fwlink/?linkid=870924 Comment: Updated from 780 to 770.
Note on V69: [Threaded comment] Your version of Excel allows you to read this threaded comment; however, any edits to it will get removed if the file is opened in a newer version of Excel. Learn more: https://go.microsoft.com/fwlink/?linkid=870924 Comment: Updated from 702 to 693.
Note on A71: [Threaded comment] Your version of Excel allows you to read this threaded comment; however, any edits to it will get removed if the file is opened in a newer version of Excel. Learn more: https://go.microsoft.com/fwlink/?linkid=870924 Comment: Changed Permit Reference from S to R.
Note on B71: [Threaded comment] Your version of Excel allows you to read this threaded comment; however, any edits to it will get removed if the file is opened in a newer version of Excel. Learn more: https://go.microsoft.com/fwlink/?linkid=870924 Comment: Changed Permit Reference from S to R.
Note on C71: [Threaded comment] Your version of Excel allows you to read this threaded comment; however, any edits to it will get removed if the file is opened in a newer version of Excel. Learn more: https://go.microsoft.com/fwlink/?linkid=870924 Comment: Added "Spill to Storm" and deleted "SSO"
Note on A72: [Threaded comment] Your version of Excel allows you to read this threaded comment; however, any edits to it will get removed if the file is opened in a newer version of Excel. Learn more: https://go.microsoft.com/fwlink/?linkid=870924 Comment: Changed Permit Reference from R to S
Note on B72: [Threaded comment] Your version of Excel allows you to read this threaded comment; however, any edits to it will get removed if the file is opened in a newer version of Excel. Learn more: https://go.microsoft.com/fwlink/?linkid=870924 Comment: Changed Permit Reference from R to S
Note on C72: [Threaded comment] Your version of Excel allows you to read this threaded comment; however, any edits to it will get removed if the file is opened in a newer version of Excel. Learn more: https://go.microsoft.com/fwlink/?linkid=870924 Comment: Changed "Spill to Storm" to "SSO Chamber"
Note on U77: [Threaded comment] Your version of Excel allows you to read this threaded comment; however, any edits to it will get removed if the file is opened in a newer version of Excel. Learn more: https://go.microsoft.com/fwlink/?linkid=870924 Comment: Changed Spill Level from 1430mm to 1410 mm as part of Spill Level Change Process.
Note on V77: [Threaded comment] Your version of Excel allows you to read this threaded comment; however, any edits to it will get removed if the file is opened in a newer version of Excel. Learn more: https://go.microsoft.com/fwlink/?linkid=870924 Comment: Changed Spill Level from 1287 mm to 1269 mm as part of Spill Level Change Process.
Note on A78: [Threaded comment] Your version of Excel allows you to read this threaded comment; however, any edits to it will get removed if the file is opened in a newer version of Excel. Learn more: https://go.microsoft.com/fwlink/?linkid=870924 Comment: R?
Note on B78: [Threaded comment] Your version of Excel allows you to read this threaded comment; however, any edits to it will get removed if the file is opened in a newer version of Excel. Learn more: https://go.microsoft.com/fwlink/?linkid=870924 Comment: R?
Note on C78: [Threaded comment] Your version of Excel allows you to read this threaded comment; however, any edits to it will get removed if the file is opened in a newer version of Excel. Learn more: https://go.microsoft.com/fwlink/?linkid=870924 Comment: This appears to just be spill to storm Reply: Probably 16922
Note on Y78: [Threaded comment] Your version of Excel allows you to read this threaded comment; however, any edits to it will get removed if the file is opened in a newer version of Excel. Learn more: https://go.microsoft.com/fwlink/?linkid=870924 Comment: Added information to alarms
Note on F80: [Threaded comment] Your version of Excel allows you to read this threaded comment; however, any edits to it will get removed if the file is opened in a newer version of Excel. Learn more: https://go.microsoft.com/fwlink/?linkid=870924 Comment: Lloyd Willsher decommissioned the alarms on 13th Mar 2024.
Note on F82: [Threaded comment] Your version of Excel allows you to read this threaded comment; however, any edits to it will get removed if the file is opened in a newer version of Excel. Learn more: https://go.microsoft.com/fwlink/?linkid=870924 Comment: Lloyd Willsher decommissioned the alarms on 13th Mar 2024.
Note on F83: [Threaded comment] Your version of Excel allows you to read this threaded comment; however, any edits to it will get removed if the file is opened in a newer version of Excel. Learn more: https://go.microsoft.com/fwlink/?linkid=870924 Comment: Utilitec checked site on 21st Mar 2024 and said Storm Tank is being replaced with a pumping station. Cello was removed.
Note on U84: [Threaded comment] Your version of Excel allows you to read this threaded comment; however, any edits to it will get removed if the file is opened in a newer version of Excel. Learn more: https://go.microsoft.com/fwlink/?linkid=870924 Comment: Changed Spill Level from 102 mm to 105 mm following Bobby Cooper's e-mail/changes.
Note on V84: [Threaded comment] Your version of Excel allows you to read this threaded comment; however, any edits to it will get removed if the file is opened in a newer version of Excel. Learn more: https://go.microsoft.com/fwlink/?linkid=870924 Comment: Changed Pre-Spill Level from 90 mm to 94 mm following Bobby Cooper's e-mail/changes.
Note on U91: [Threaded comment] Your version of Excel allows you to read this threaded comment; however, any edits to it will get removed if the file is opened in a newer version of Excel. Learn more: https://go.microsoft.com/fwlink/?linkid=870924 Comment: Spill updated from 1600mm to 975mm
Note on V91: [Threaded comment] Your version of Excel allows you to read this threaded comment; however, any edits to it will get removed if the file is opened in a newer version of Excel. Learn more: https://go.microsoft.com/fwlink/?linkid=870924 Comment: Pre-Spill updated from 1440mm to 878mm
Note on U94: [Threaded comment] Your version of Excel allows you to read this threaded comment; however, any edits to it will get removed if the file is opened in a newer version of Excel. Learn more: https://go.microsoft.com/fwlink/?linkid=870924 Comment: Changed Spill Level from 800 mm to 628 mm on 19th Mar 2024 following check by Chris Paget's team in early March 2024. There was also an earlier setting of 655 mm.
Note on V94: [Threaded comment] Your version of Excel allows you to read this threaded comment; however, any edits to it will get removed if the file is opened in a newer version of Excel. Learn more: https://go.microsoft.com/fwlink/?linkid=870924 Comment: Changed Pre Spill Level from 720 mm to 565 mm on 19th Mar 2024 following check by Chris Paget's team in early March 2024. There was also an earlier setting of 590 (?) mm.
Note on U97: [Threaded comment] Your version of Excel allows you to read this threaded comment; however, any edits to it will get removed if the file is opened in a newer version of Excel. Learn more: https://go.microsoft.com/fwlink/?linkid=870924 Comment: Changed value Spill Level from 635 mm to 40 mm.
Note on V97: [Threaded comment] Your version of Excel allows you to read this threaded comment; however, any edits to it will get removed if the file is opened in a newer version of Excel. Learn more: https://go.microsoft.com/fwlink/?linkid=870924 Comment: Changed Pre-Spill Level from 572 mm to 36 mm.
Note on AC102: [Threaded comment] Your version of Excel allows you to read this threaded comment; however, any edits to it will get removed if the file is opened in a newer version of Excel. Learn more: https://go.microsoft.com/fwlink/?linkid=870924 Comment: Changed from Waste B6763 to N/A.
Note on M114: [Threaded comment] Your version of Excel allows you to read this threaded comment; however, any edits to it will get removed if the file is opened in a newer version of Excel. Learn more: https://go.microsoft.com/fwlink/?linkid=870924 Comment: Updated to 1 l/s
Note on C116: [Threaded comment] Your version of Excel allows you to read this threaded comment; however, any edits to it will get removed if the file is opened in a newer version of Excel. Learn more: https://go.microsoft.com/fwlink/?linkid=870924 Comment: Measured from feed sump same as spill to storm.
Note on U116: [Threaded comment] Your version of Excel allows you to read this threaded comment; however, any edits to it will get removed if the file is opened in a newer version of Excel. Learn more: https://go.microsoft.com/fwlink/?linkid=870924 Comment: Updated from 2047 to 1980.
Note on V116: [Threaded comment] Your version of Excel allows you to read this threaded comment; however, any edits to it will get removed if the file is opened in a newer version of Excel. Learn more: https://go.microsoft.com/fwlink/?linkid=870924 Comment: Updated from 1842 to 1782.
Note on C117: [Threaded comment] Your version of Excel allows you to read this threaded comment; however, any edits to it will get removed if the file is opened in a newer version of Excel. Learn more: https://go.microsoft.com/fwlink/?linkid=870924 Comment: Measured from feed sump same as spill to storm.
Note on U117: [Threaded comment] Your version of Excel allows you to read this threaded comment; however, any edits to it will get removed if the file is opened in a newer version of Excel. Learn more: https://go.microsoft.com/fwlink/?linkid=870924 Comment: Updated from 2047 to 1980.
Note on V117: [Threaded comment] Your version of Excel allows you to read this threaded comment; however, any edits to it will get removed if the file is opened in a newer version of Excel. Learn more: https://go.microsoft.com/fwlink/?linkid=870924 Comment: Updated from 1842 to 1782.
Note on U118: [Threaded comment] Your version of Excel allows you to read this threaded comment; however, any edits to it will get removed if the file is opened in a newer version of Excel. Learn more: https://go.microsoft.com/fwlink/?linkid=870924 Comment: Changed spill level from 113 mm to 133 mm
Note on V118: [Threaded comment] Your version of Excel allows you to read this threaded comment; however, any edits to it will get removed if the file is opened in a newer version of Excel. Learn more: https://go.microsoft.com/fwlink/?linkid=870924 Comment: Changed pre-spill level 102 mm to 120 mm
Note on C120: [Threaded comment] Your version of Excel allows you to read this threaded comment; however, any edits to it will get removed if the file is opened in a newer version of Excel. Learn more: https://go.microsoft.com/fwlink/?linkid=870924 Comment: Think this is actually the storm tank? Reply: Complex site arrangement
Note on Y120: [Threaded comment] Your version of Excel allows you to read this threaded comment; however, any edits to it will get removed if the file is opened in a newer version of Excel. Learn more: https://go.microsoft.com/fwlink/?linkid=870924 Comment: Changed from Waste B5417 to Waste B5412.
Note on W121: [Threaded comment] Your version of Excel allows you to read this threaded comment; however, any edits to it will get removed if the file is opened in a newer version of Excel. Learn more: https://go.microsoft.com/fwlink/?linkid=870924 Comment: Changed from Waste E24386 to Waste E24387. Reply: Updated from E24387 to E24386.
Note on U122: [Threaded comment] Your version of Excel allows you to read this threaded comment; however, any edits to it will get removed if the file is opened in a newer version of Excel. Learn more: https://go.microsoft.com/fwlink/?linkid=870924 Comment: Changed Spill Level from 1576 mm to 1560mm.
Note on V122: [Threaded comment] Your version of Excel allows you to read this threaded comment; however, any edits to it will get removed if the file is opened in a newer version of Excel. Learn more: https://go.microsoft.com/fwlink/?linkid=870924 Comment: Changed Pre-Spill Level from 1418 mm to 1404 mm.
Note on W122: [Threaded comment] Your version of Excel allows you to read this threaded comment; however, any edits to it will get removed if the file is opened in a newer version of Excel. Learn more: https://go.microsoft.com/fwlink/?linkid=870924 Comment: Updated from E24398 to E24387.
Note on Y122: [Threaded comment] Your version of Excel allows you to read this threaded comment; however, any edits to it will get removed if the file is opened in a newer version of Excel. Learn more: https://go.microsoft.com/fwlink/?linkid=870924 Comment: Changed from Waste B5412 to Waste B5250.
Note on AA122: [Threaded comment] Your version of Excel allows you to read this threaded comment; however, any edits to it will get removed if the file is opened in a newer version of Excel. Learn more: https://go.microsoft.com/fwlink/?linkid=870924 Comment: Waste B5413 to Waste B5251.
Note on AC122: [Threaded comment] Your version of Excel allows you to read this threaded comment; however, any edits to it will get removed if the file is opened in a newer version of Excel. Learn more: https://go.microsoft.com/fwlink/?linkid=870924 Comment: Changed from Waste B5415 to Waste B5252.
Note on M124: [Threaded comment] Your version of Excel allows you to read this threaded comment; however, any edits to it will get removed if the file is opened in a newer version of Excel. Learn more: https://go.microsoft.com/fwlink/?linkid=870924 Comment: Updated from 83.5 l/s to 94 l/s
Note on W130: [Threaded comment] Your version of Excel allows you to read this threaded comment; however, any edits to it will get removed if the file is opened in a newer version of Excel. Learn more: https://go.microsoft.com/fwlink/?linkid=870924 Comment: Updated from E14055 to E14049
Note on Y130: [Threaded comment] Your version of Excel allows you to read this threaded comment; however, any edits to it will get removed if the file is opened in a newer version of Excel. Learn more: https://go.microsoft.com/fwlink/?linkid=870924 Comment: Updated from B76523 to B76531
Note on AA130: [Threaded comment] Your version of Excel allows you to read this threaded comment; however, any edits to it will get removed if the file is opened in a newer version of Excel. Learn more: https://go.microsoft.com/fwlink/?linkid=870924 Comment: Updated from B76538 to B76532
Note on AC130: [Threaded comment] Your version of Excel allows you to read this threaded comment; however, any edits to it will get removed if the file is opened in a newer version of Excel. Learn more: https://go.microsoft.com/fwlink/?linkid=870924 Comment: Updated from B76526 to B76533
Note on U132: [Threaded comment] Your version of Excel allows you to read this threaded comment; however, any edits to it will get removed if the file is opened in a newer version of Excel. Learn more: https://go.microsoft.com/fwlink/?linkid=870924 Comment: Spill Level has been changed to from 220 mm to 200 mm. The Change was made in Jan-Mar 2024.
Note on V132: [Threaded comment] Your version of Excel allows you to read this threaded comment; however, any edits to it will get removed if the file is opened in a newer version of Excel. Learn more: https://go.microsoft.com/fwlink/?linkid=870924 Comment: Pre-Spill Level has been changed from 198 mm to 180 mm. The change was made in Jan-Mar 2024.
Note on U135: [Threaded comment] Your version of Excel allows you to read this threaded comment; however, any edits to it will get removed if the file is opened in a newer version of Excel. Learn more: https://go.microsoft.com/fwlink/?linkid=870924 Comment: Changed from 1680 mm to 1700 mm following Hanevo resurvey on 21st Mar 2024.
Note on V135: [Threaded comment] Your version of Excel allows you to read this threaded comment; however, any edits to it will get removed if the file is opened in a newer version of Excel. Learn more: https://go.microsoft.com/fwlink/?linkid=870924 Comment: Changed from 1522 mm to 1530 mm following Hanevo resurvey on 21st Mar 2024.
Note on C142: [Threaded comment] Your version of Excel allows you to read this threaded comment; however, any edits to it will get removed if the file is opened in a newer version of Excel. Learn more: https://go.microsoft.com/fwlink/?linkid=870924 Comment: Added info about Storm Tanks 1-6
Note on U142: [Threaded comment] Your version of Excel allows you to read this threaded comment; however, any edits to it will get removed if the file is opened in a newer version of Excel. Learn more: https://go.microsoft.com/fwlink/?linkid=870924 Comment: Updated from 1868mm to 1936mm
Note on W142: [Threaded comment] Your version of Excel allows you to read this threaded comment; however, any edits to it will get removed if the file is opened in a newer version of Excel. Learn more: https://go.microsoft.com/fwlink/?linkid=870924 Comment: This is wrong Reply: Updated from E11191 to E26778
Note on U146: [Threaded comment] Your version of Excel allows you to read this threaded comment; however, any edits to it will get removed if the file is opened in a newer version of Excel. Learn more: https://go.microsoft.com/fwlink/?linkid=870924 Comment: Spill Level remeasured as 2142 on 10th Nov 2023. Previous value 2120mm.
Note on V146: [Threaded comment] Your version of Excel allows you to read this threaded comment; however, any edits to it will get removed if the file is opened in a newer version of Excel. Learn more: https://go.microsoft.com/fwlink/?linkid=870924 Comment: Pre-Spill alarm changed from 1906 mm --> 1928 mm.
Note on A152: [Threaded comment] Your version of Excel allows you to read this threaded comment; however, any edits to it will get removed if the file is opened in a newer version of Excel. Learn more: https://go.microsoft.com/fwlink/?linkid=870924 Comment: Updated from S to E Reply: Changed from E permit to B permit as per Andy Mears' e-mail. Reply: Changed from B to S; Permit Reference has been updated.
Note on B152: [Threaded comment] Your version of Excel allows you to read this threaded comment; however, any edits to it will get removed if the file is opened in a newer version of Excel. Learn more: https://go.microsoft.com/fwlink/?linkid=870924 Comment: Updated from S to E Reply: Changed from E permit to B permit as per Andy Mears' e-mail. Reply: Changed from B to S; Permit Reference has been updated.
Note on C152: [Threaded comment] Your version of Excel allows you to read this threaded comment; however, any edits to it will get removed if the file is opened in a newer version of Excel. Learn more: https://go.microsoft.com/fwlink/?linkid=870924 Comment: Changed to SPS
Note on E152: [Threaded comment] Your version of Excel allows you to read this threaded comment; however, any edits to it will get removed if the file is opened in a newer version of Excel. Learn more: https://go.microsoft.com/fwlink/?linkid=870924 Comment: Changed to SPS
Note on U152: [Threaded comment] Your version of Excel allows you to read this threaded comment; however, any edits to it will get removed if the file is opened in a newer version of Excel. Learn more: https://go.microsoft.com/fwlink/?linkid=870924 Comment: Spill Level changed from 4110mm to 4010 mm on 19th April 2023.
Note on V152: [Threaded comment] Your version of Excel allows you to read this threaded comment; however, any edits to it will get removed if the file is opened in a newer version of Excel. Learn more: https://go.microsoft.com/fwlink/?linkid=870924 Comment: Pre-Spill Level changed from 3699mm to 3609 mm on 19th April 2023.
Note on W154: [Threaded comment] Your version of Excel allows you to read this threaded comment; however, any edits to it will get removed if the file is opened in a newer version of Excel. Learn more: https://go.microsoft.com/fwlink/?linkid=870924 Comment: Changed from E97822 to E97831.
Note on W155: [Threaded comment] Your version of Excel allows you to read this threaded comment; however, any edits to it will get removed if the file is opened in a newer version of Excel. Learn more: https://go.microsoft.com/fwlink/?linkid=870924 Comment: Changed from E97823 to E97832 Reply: Changed from E98732
Note on W156: [Threaded comment] Your version of Excel allows you to read this threaded comment; however, any edits to it will get removed if the file is opened in a newer version of Excel. Learn more: https://go.microsoft.com/fwlink/?linkid=870924 Comment: Changed from E97824 to E97833 Reply: Changed from E98733 to E97833
Note on W157: [Threaded comment] Your version of Excel allows you to read this threaded comment; however, any edits to it will get removed if the file is opened in a newer version of Excel. Learn more: https://go.microsoft.com/fwlink/?linkid=870924 Comment: Corrected typo: E98725 to E97825
Note on U162: [Threaded comment] Your version of Excel allows you to read this threaded comment; however, any edits to it will get removed if the file is opened in a newer version of Excel. Learn more: https://go.microsoft.com/fwlink/?linkid=870924 Comment: Spill Level changed from 555 mm to 542 mm following MCERTS certification.
Note on V162: [Threaded comment] Your version of Excel allows you to read this threaded comment; however, any edits to it will get removed if the file is opened in a newer version of Excel. Learn more: https://go.microsoft.com/fwlink/?linkid=870924 Comment: Changed Pre-Spill Level from 500 mm to 488 mm following MCERTS certification.
Note on AG165: [Threaded comment] Your version of Excel allows you to read this threaded comment; however, any edits to it will get removed if the file is opened in a newer version of Excel. Learn more: https://go.microsoft.com/fwlink/?linkid=870924 Comment: Changed from 13079 to 43079
Note on AG166: [Threaded comment] Your version of Excel allows you to read this threaded comment; however, any edits to it will get removed if the file is opened in a newer version of Excel. Learn more: https://go.microsoft.com/fwlink/?linkid=870924 Comment: Changed from 43079 to 13079
Note on C169: [Threaded comment] Your version of Excel allows you to read this threaded comment; however, any edits to it will get removed if the file is opened in a newer version of Excel. Learn more: https://go.microsoft.com/fwlink/?linkid=870924 Comment: Does this exist? This describes Storm Tank EDM
Note on U169: [Threaded comment] Your version of Excel allows you to read this threaded comment; however, any edits to it will get removed if the file is opened in a newer version of Excel. Learn more: https://go.microsoft.com/fwlink/?linkid=870924 Comment: Changed Spill Level from N/A to 700 mm.
Note on V169: [Threaded comment] Your version of Excel allows you to read this threaded comment; however, any edits to it will get removed if the file is opened in a newer version of Excel. Learn more: https://go.microsoft.com/fwlink/?linkid=870924 Comment: Changed Pre-Spill Level from N/A to 630 mm.
Note on Y169: [Threaded comment] Your version of Excel allows you to read this threaded comment; however, any edits to it will get removed if the file is opened in a newer version of Excel. Learn more: https://go.microsoft.com/fwlink/?linkid=870924 Comment: Changed from Waste B13194 or 13195 to just Waste B13194.
Note on AA169: [Threaded comment] Your version of Excel allows you to read this threaded comment; however, any edits to it will get removed if the file is opened in a newer version of Excel. Learn more: https://go.microsoft.com/fwlink/?linkid=870924 Comment: Changed from N/A to Waste B13193.
Note on W171: [Threaded comment] Your version of Excel allows you to read this threaded comment; however, any edits to it will get removed if the file is opened in a newer version of Excel. Learn more: https://go.microsoft.com/fwlink/?linkid=870924 Comment: E4087
Note on AC171: [Threaded comment] Your version of Excel allows you to read this threaded comment; however, any edits to it will get removed if the file is opened in a newer version of Excel. Learn more: https://go.microsoft.com/fwlink/?linkid=870924 Comment: Corrected to B13189 from B13190
Note on C172: [Threaded comment] Your version of Excel allows you to read this threaded comment; however, any edits to it will get removed if the file is opened in a newer version of Excel. Learn more: https://go.microsoft.com/fwlink/?linkid=870924 Comment: Changed from ...O/F to ...WRC Inlet 6DWF O/F.
Note on M172: [Threaded comment] Your version of Excel allows you to read this threaded comment; however, any edits to it will get removed if the file is opened in a newer version of Excel. Learn more: https://go.microsoft.com/fwlink/?linkid=870924 Comment: Updated from 64 l/s to 94 l/s
Note on U173: [Threaded comment] Your version of Excel allows you to read this threaded comment; however, any edits to it will get removed if the file is opened in a newer version of Excel. Learn more: https://go.microsoft.com/fwlink/?linkid=870924 Comment: Updated from 296mm to 352mm.
Note on V173: [Threaded comment] Your version of Excel allows you to read this threaded comment; however, any edits to it will get removed if the file is opened in a newer version of Excel. Learn more: https://go.microsoft.com/fwlink/?linkid=870924 Comment: Updated from 266mm to 317mm.
Note on C177: [Threaded comment] Your version of Excel allows you to read this threaded comment; however, any edits to it will get removed if the file is opened in a newer version of Excel. Learn more: https://go.microsoft.com/fwlink/?linkid=870924 Comment: New to register
Note on C181: [Threaded comment] Your version of Excel allows you to read this threaded comment; however, any edits to it will get removed if the file is opened in a newer version of Excel. Learn more: https://go.microsoft.com/fwlink/?linkid=870924 Comment: Should be named SSO Reply: Come back to this site
Note on U185: [Threaded comment] Your version of Excel allows you to read this threaded comment; however, any edits to it will get removed if the file is opened in a newer version of Excel. Learn more: https://go.microsoft.com/fwlink/?linkid=870924 Comment: Changed Spill Level from 1230 mm to 1240 mm under EDM Spill Change Process. Alarms changed on 5th July 2024.
Note on V185: [Threaded comment] Your version of Excel allows you to read this threaded comment; however, any edits to it will get removed if the file is opened in a newer version of Excel. Learn more: https://go.microsoft.com/fwlink/?linkid=870924 Comment: Changed Pre-Spill Level from 1170 mm to 1116 mm under EDM Spill Change Process. Alarms changed on 5th July 2024.
Note on A189: [Threaded comment] Your version of Excel allows you to read this threaded comment; however, any edits to it will get removed if the file is opened in a newer version of Excel. Learn more: https://go.microsoft.com/fwlink/?linkid=870924 Comment: Updated from S to C
Note on B189: [Threaded comment] Your version of Excel allows you to read this threaded comment; however, any edits to it will get removed if the file is opened in a newer version of Excel. Learn more: https://go.microsoft.com/fwlink/?linkid=870924 Comment: Updated from S to C
Note on L189: [Threaded comment] Your version of Excel allows you to read this threaded comment; however, any edits to it will get removed if the file is opened in a newer version of Excel. Learn more: https://go.microsoft.com/fwlink/?linkid=870924 Comment: Updated from SSO to Storm Overflow
Note on U189: [Threaded comment] Your version of Excel allows you to read this threaded comment; however, any edits to it will get removed if the file is opened in a newer version of Excel. Learn more: https://go.microsoft.com/fwlink/?linkid=870924 Comment: Updated from 4000 to 4680. Reply: Updated from 4680 to 4610. Reply: Alarm settings changed under EDM Spill Level Change process on 5th July 2024.
Note on V189: [Threaded comment] Your version of Excel allows you to read this threaded comment; however, any edits to it will get removed if the file is opened in a newer version of Excel. Learn more: https://go.microsoft.com/fwlink/?linkid=870924 Comment: Updated from 3600 to 4149. Reply: Alarm settings changed under EDM Spill Level Change process on 5th July 2024.
Note on U191: [Threaded comment] Your version of Excel allows you to read this threaded comment; however, any edits to it will get removed if the file is opened in a newer version of Excel. Learn more: https://go.microsoft.com/fwlink/?linkid=870924 Comment: Changed Spill Level from 12380 mm to 64% from Storm tank level trends.
Note on V191: [Threaded comment] Your version of Excel allows you to read this threaded comment; however, any edits to it will get removed if the file is opened in a newer version of Excel. Learn more: https://go.microsoft.com/fwlink/?linkid=870924 Comment: Changed Pre-Spill Level from 11142 mm to 60% from Storm Tank level trends.
Note on U192: [Threaded comment] Your version of Excel allows you to read this threaded comment; however, any edits to it will get removed if the file is opened in a newer version of Excel. Learn more: https://go.microsoft.com/fwlink/?linkid=870924 Comment: Spill to Storm Level changed from 100mm to 111 mm (based on changes to mimic).
Note on V192: [Threaded comment] Your version of Excel allows you to read this threaded comment; however, any edits to it will get removed if the file is opened in a newer version of Excel. Learn more: https://go.microsoft.com/fwlink/?linkid=870924 Comment: Spill to Storm Level changed from 90mm to 100 mm (based on changes to mimic).
Note on U193: [Threaded comment] Your version of Excel allows you to read this threaded comment; however, any edits to it will get removed if the file is opened in a newer version of Excel. Learn more: https://go.microsoft.com/fwlink/?linkid=870924 Comment: Updated from 2120 to 2010. Reply: Spill Level was changed on 13th Sept 2024 from 2120 mm to 2123 mm. This is based on a Flow Measurement resurvey on 13th Feb 2024. Empty Distance was also changed.
Note on V193: [Threaded comment] Your version of Excel allows you to read this threaded comment; however, any edits to it will get removed if the file is opened in a newer version of Excel. Learn more: https://go.microsoft.com/fwlink/?linkid=870924 Comment: Updated from 1908 to 1809. Reply: Changed Pre-Spill Level value from 1809 mm to 1911 mm based on Flow Measurement Resurvey on 13th Feb 2024.
Note on W193: [Threaded comment] Your version of Excel allows you to read this threaded comment; however, any edits to it will get removed if the file is opened in a newer version of Excel. Learn more: https://go.microsoft.com/fwlink/?linkid=870924 Comment: Update to E5536 from E3893
Note on W201: [Threaded comment] Your version of Excel allows you to read this threaded comment; however, any edits to it will get removed if the file is opened in a newer version of Excel. Learn more: https://go.microsoft.com/fwlink/?linkid=870924 Comment: Changed from Waste E1960 to Waste E99231. E1960 is now Spare.
Note on Y201: [Threaded comment] Your version of Excel allows you to read this threaded comment; however, any edits to it will get removed if the file is opened in a newer version of Excel. Learn more: https://go.microsoft.com/fwlink/?linkid=870924 Comment: Changed from Waste B13683 to Waste B159481. B13683 is now Spare.
Note on AA201: [Threaded comment] Your version of Excel allows you to read this threaded comment; however, any edits to it will get removed if the file is opened in a newer version of Excel. Learn more: https://go.microsoft.com/fwlink/?linkid=870924 Comment: Changed from Waste B13684 to Waste B159480. B13684 is now Spare.
Note on AC201: [Threaded comment] Your version of Excel allows you to read this threaded comment; however, any edits to it will get removed if the file is opened in a newer version of Excel. Learn more: https://go.microsoft.com/fwlink/?linkid=870924 Comment: Changed from Waste B13685 to Waste B159489. B13685 is now Spare.
Note on A208: [Threaded comment] Your version of Excel allows you to read this threaded comment; however, any edits to it will get removed if the file is opened in a newer version of Excel. Learn more: https://go.microsoft.com/fwlink/?linkid=870924 Comment: Updated from C2 to S1 Reply: Changed from S1 to C2
Note on B208: [Threaded comment] Your version of Excel allows you to read this threaded comment; however, any edits to it will get removed if the file is opened in a newer version of Excel. Learn more: https://go.microsoft.com/fwlink/?linkid=870924 Comment: Updated from C2 to S1 Reply: Changed from S1 to C2
Note on C208: [Threaded comment] Your version of Excel allows you to read this threaded comment; however, any edits to it will get removed if the file is opened in a newer version of Excel. Learn more: https://go.microsoft.com/fwlink/?linkid=870924 Comment: Updated from Inlet O/F to SSO Reply: Changed from SSO to Inlet O/F
Note on U209: [Threaded comment] Your version of Excel allows you to read this threaded comment; however, any edits to it will get removed if the file is opened in a newer version of Excel. Learn more: https://go.microsoft.com/fwlink/?linkid=870924 Comment: Updated from 104 to 112
Note on C210: [Threaded comment] Your version of Excel allows you to read this threaded comment; however, any edits to it will get removed if the file is opened in a newer version of Excel. Learn more: https://go.microsoft.com/fwlink/?linkid=870924 Comment: New to register
Note on U213: [Threaded comment] Your version of Excel allows you to read this threaded comment; however, any edits to it will get removed if the file is opened in a newer version of Excel. Learn more: https://go.microsoft.com/fwlink/?linkid=870924 Comment: Changed from 300 mm to 2960 mm; equipment moved to Storm tank on 31st Jan 2022. Reply: Updated from 2960 to 2880. Reply: Reversed changed: 2880 mm to 2960mm. 2880mm level has not been confirmed. Reply: Change Spill Level from 2960 mm to 3100 mm. Utilitec remeasured Spill Level 23rd May 2024.
Note on V213: [Threaded comment] Your version of Excel allows you to read this threaded comment; however, any edits to it will get removed if the file is opened in a newer version of Excel. Learn more: https://go.microsoft.com/fwlink/?linkid=870924 Comment: Updated from 2664 to 2529. Reply: Changed Spill Level from 2664 mm to 2790mm after Utilitec remeasured the Spill Level.
Note on U216: [Threaded comment] Your version of Excel allows you to read this threaded comment; however, any edits to it will get removed if the file is opened in a newer version of Excel. Learn more: https://go.microsoft.com/fwlink/?linkid=870924 Comment: Updated from 2410 to 2430.
Note on V216: [Threaded comment] Your version of Excel allows you to read this threaded comment; however, any edits to it will get removed if the file is opened in a newer version of Excel. Learn more: https://go.microsoft.com/fwlink/?linkid=870924 Comment: Updated from 2169 to 2187.
Note on U218: [Threaded comment] Your version of Excel allows you to read this threaded comment; however, any edits to it will get removed if the file is opened in a newer version of Excel. Learn more: https://go.microsoft.com/fwlink/?linkid=870924 Comment: update from 1800mm to 1900mm Reply: Changed from 1900 mm to 1925 mm following Hanevo resurvey on 21st Mar 2024.
Note on V218: [Threaded comment] Your version of Excel allows you to read this threaded comment; however, any edits to it will get removed if the file is opened in a newer version of Excel. Learn more: https://go.microsoft.com/fwlink/?linkid=870924 Comment: Changed from 1710 mm to 1733 mm following Hanevo resurvey on 21st Mar 2024.
Note on U223: [Threaded comment] Your version of Excel allows you to read this threaded comment; however, any edits to it will get removed if the file is opened in a newer version of Excel. Learn more: https://go.microsoft.com/fwlink/?linkid=870924 Comment: Changed from 1106 mm to 1137 mm following Storm Tank modifications in Jan 2024.
Note on V223: [Threaded comment] Your version of Excel allows you to read this threaded comment; however, any edits to it will get removed if the file is opened in a newer version of Excel. Learn more: https://go.microsoft.com/fwlink/?linkid=870924 Comment: Changed from 995 mm to 1023 mm following Storm Tank modifications in Jan 2024.
Note on U228: [Threaded comment] Your version of Excel allows you to read this threaded comment; however, any edits to it will get removed if the file is opened in a newer version of Excel. Learn more: https://go.microsoft.com/fwlink/?linkid=870924 Comment: Updated from 492 to 340
Note on V228: [Threaded comment] Your version of Excel allows you to read this threaded comment; however, any edits to it will get removed if the file is opened in a newer version of Excel. Learn more: https://go.microsoft.com/fwlink/?linkid=870924 Comment: Changed Pre-Spill Level from 443 mm to 306 mm.
Note on W228: [Threaded comment] Your version of Excel allows you to read this threaded comment; however, any edits to it will get removed if the file is opened in a newer version of Excel. Learn more: https://go.microsoft.com/fwlink/?linkid=870924 Comment: Probably S2000 upgrade on 1st Feb 2024. Changed from Waste E35958 to E951.
Note on Y228: [Threaded comment] Your version of Excel allows you to read this threaded comment; however, any edits to it will get removed if the file is opened in a newer version of Excel. Learn more: https://go.microsoft.com/fwlink/?linkid=870924 Comment: Probably S2000 upgrade on 1st Feb 2024. Changed from Waste B119398 to Waste B161897.
Note on AA228: [Threaded comment] Your version of Excel allows you to read this threaded comment; however, any edits to it will get removed if the file is opened in a newer version of Excel. Learn more: https://go.microsoft.com/fwlink/?linkid=870924 Comment: Probably S2000 upgrade on 1st Feb 2024. Changed from Waste B119399 to Waste B161898.
Note on AC228: [Threaded comment] Your version of Excel allows you to read this threaded comment; however, any edits to it will get removed if the file is opened in a newer version of Excel. Learn more: https://go.microsoft.com/fwlink/?linkid=870924 Comment: Probably S2000 upgrade on 1st Feb 2024. Changed from Waste B119400 to Waste B161899.
Note on S229: [Threaded comment] Your version of Excel allows you to read this threaded comment; however, any edits to it will get removed if the file is opened in a newer version of Excel. Learn more: https://go.microsoft.com/fwlink/?linkid=870924 Comment: Changed from AMP7 to AMP6.
Note on U229: [Threaded comment] Your version of Excel allows you to read this threaded comment; however, any edits to it will get removed if the file is opened in a newer version of Excel. Learn more: https://go.microsoft.com/fwlink/?linkid=870924 Comment: Remeasured by Flow Measurement as 1440 mm on 3rd May 2024. Utilitec changed Spill Level from 1385 mm to 1440 mm on 3rd July 2024.
Note on V229: [Threaded comment] Your version of Excel allows you to read this threaded comment; however, any edits to it will get removed if the file is opened in a newer version of Excel. Learn more: https://go.microsoft.com/fwlink/?linkid=870924 Comment: Remeasured by Flow Measurement 3rd May 2024. Utilitec changed Pre-Spill Level from 1247 mm to 1296 mm on 3rd July 2024.
Note on U230: [Threaded comment] Your version of Excel allows you to read this threaded comment; however, any edits to it will get removed if the file is opened in a newer version of Excel. Learn more: https://go.microsoft.com/fwlink/?linkid=870924 Comment: Spill to Storm Spill Level was originally set at 170mm. Changed this record from 176 mm to 170mm. Reply: Changed from 170 mm to 155 mm on 28th July 2023. Reply: Changed Spill to Storm Level from 155 mm to 168 mm.
Note on V230: [Threaded comment] Your version of Excel allows you to read this threaded comment; however, any edits to it will get removed if the file is opened in a newer version of Excel. Learn more: https://go.microsoft.com/fwlink/?linkid=870924 Comment: Spill to Storm Spill Level was originally set at 153 mm. Changed this record from 158 mm to 153 mm. Reply: Changed from 153mm to 140 mm on 28th July 2023. Reply: Changed Spill to Storm Pre-Spill Level from 140 mm to 151 mm.
Note on U239: [Threaded comment] Your version of Excel allows you to read this threaded comment; however, any edits to it will get removed if the file is opened in a newer version of Excel. Learn more: https://go.microsoft.com/fwlink/?linkid=870924 Comment: PRISM says 1650mm. Reply: Updated from 1702 to 1650.
Note on U240: [Threaded comment] Your version of Excel allows you to read this threaded comment; however, any edits to it will get removed if the file is opened in a newer version of Excel. Learn more: https://go.microsoft.com/fwlink/?linkid=870924 Comment: PRISM says 1650mm. Reply: Updated from 1702 to 1650.
Note on A244: [Threaded comment] Your version of Excel allows you to read this threaded comment; however, any edits to it will get removed if the file is opened in a newer version of Excel. Learn more: https://go.microsoft.com/fwlink/?linkid=870924 Comment: Changed to S
Note on B244: [Threaded comment] Your version of Excel allows you to read this threaded comment; however, any edits to it will get removed if the file is opened in a newer version of Excel. Learn more: https://go.microsoft.com/fwlink/?linkid=870924 Comment: Changed to S
Note on C244: [Threaded comment] Your version of Excel allows you to read this threaded comment; however, any edits to it will get removed if the file is opened in a newer version of Excel. Learn more: https://go.microsoft.com/fwlink/?linkid=870924 Comment: Changed to overflow chamber
Note on L244: [Threaded comment] Your version of Excel allows you to read this threaded comment; however, any edits to it will get removed if the file is opened in a newer version of Excel. Learn more: https://go.microsoft.com/fwlink/?linkid=870924 Comment: Changed from Storm Overflow to Settled Storm Overflow
Note on U244: [Threaded comment] Your version of Excel allows you to read this threaded comment; however, any edits to it will get removed if the file is opened in a newer version of Excel. Learn more: https://go.microsoft.com/fwlink/?linkid=870924 Comment: Changed Spill Level from 385 mm to 400 mm under EDM Spill Level Change process. Alarm set-points changed on 3rd July 2024.
Note on V244: [Threaded comment] Your version of Excel allows you to read this threaded comment; however, any edits to it will get removed if the file is opened in a newer version of Excel. Learn more: https://go.microsoft.com/fwlink/?linkid=870924 Comment: Changed Pre-Spill Level from 350 mm to 360 mm under EDM Spill Level Change process. Alarm set-points changed on 3rd July 2024.
Note on A245: [Threaded comment] Your version of Excel allows you to read this threaded comment; however, any edits to it will get removed if the file is opened in a newer version of Excel. Learn more: https://go.microsoft.com/fwlink/?linkid=870924 Comment: Changed from ...C1 to ...E1
Note on B245: [Threaded comment] Your version of Excel allows you to read this threaded comment; however, any edits to it will get removed if the file is opened in a newer version of Excel. Learn more: https://go.microsoft.com/fwlink/?linkid=870924 Comment: Changed from ...C to ...E
Note on M245: [Threaded comment] Your version of Excel allows you to read this threaded comment; however, any edits to it will get removed if the file is opened in a newer version of Excel. Learn more: https://go.microsoft.com/fwlink/?linkid=870924 Comment: This needs updating to 572 l/s
Note on A246: [Threaded comment] Your version of Excel allows you to read this threaded comment; however, any edits to it will get removed if the file is opened in a newer version of Excel. Learn more: https://go.microsoft.com/fwlink/?linkid=870924 Comment: Changed from ...E1 to ...C1
Note on B246: [Threaded comment] Your version of Excel allows you to read this threaded comment; however, any edits to it will get removed if the file is opened in a newer version of Excel. Learn more: https://go.microsoft.com/fwlink/?linkid=870924 Comment: Changed from ...E to ...C
Note on W247: [Threaded comment] Your version of Excel allows you to read this threaded comment; however, any edits to it will get removed if the file is opened in a newer version of Excel. Learn more: https://go.microsoft.com/fwlink/?linkid=870924 Comment: Storm Sump (%)
Note on C248: [Threaded comment] Your version of Excel allows you to read this threaded comment; however, any edits to it will get removed if the file is opened in a newer version of Excel. Learn more: https://go.microsoft.com/fwlink/?linkid=870924 Comment: Changed name from "...SSO" to '...Storm Tank'.
Note on M248: [Threaded comment] Your version of Excel allows you to read this threaded comment; however, any edits to it will get removed if the file is opened in a newer version of Excel. Learn more: https://go.microsoft.com/fwlink/?linkid=870924 Comment: This needs updating to 405 l/s
Note on U250: [Threaded comment] Your version of Excel allows you to read this threaded comment; however, any edits to it will get removed if the file is opened in a newer version of Excel. Learn more: https://go.microsoft.com/fwlink/?linkid=870924 Comment: Updated from 3400mm to 3450mm
Note on Y254: [Threaded comment] Your version of Excel allows you to read this threaded comment; however, any edits to it will get removed if the file is opened in a newer version of Excel. Learn more: https://go.microsoft.com/fwlink/?linkid=870924 Comment: Changed from B51667 to E28370 after realising that the digital alarm is an LOE/fault alarm.
Note on AC254: [Threaded comment] Your version of Excel allows you to read this threaded comment; however, any edits to it will get removed if the file is opened in a newer version of Excel. Learn more: https://go.microsoft.com/fwlink/?linkid=870924 Comment: Changed from N/A to B51667 after realising that it is not an EDM Spill alarm.
Note on U255: [Threaded comment] Your version of Excel allows you to read this threaded comment; however, any edits to it will get removed if the file is opened in a newer version of Excel. Learn more: https://go.microsoft.com/fwlink/?linkid=870924 Comment: Changed Spill Level from 2660mm to 2560 mm as part of Spill Level Change Process.
Note on V255: [Threaded comment] Your version of Excel allows you to read this threaded comment; however, any edits to it will get removed if the file is opened in a newer version of Excel. Learn more: https://go.microsoft.com/fwlink/?linkid=870924 Comment: Changed Pre-Spill Level from 2394 mm to 2304 mm as part of the Spill Level Change Process.
Note on Y255: [Threaded comment] Your version of Excel allows you to read this threaded comment; however, any edits to it will get removed if the file is opened in a newer version of Excel. Learn more: https://go.microsoft.com/fwlink/?linkid=870924 Comment: Changed from B51668 to E28371 after realising that the digital alarm is an LOE/fault alarm.
Note on AC255: [Threaded comment] Your version of Excel allows you to read this threaded comment; however, any edits to it will get removed if the file is opened in a newer version of Excel. Learn more: https://go.microsoft.com/fwlink/?linkid=870924 Comment: Changed from N/A to B51668 after realising that it is not an EDM Spill alarm.
Note on Y256: [Threaded comment] Your version of Excel allows you to read this threaded comment; however, any edits to it will get removed if the file is opened in a newer version of Excel. Learn more: https://go.microsoft.com/fwlink/?linkid=870924 Comment: Changed from B51668 to E28372 after realising that the digital alarm is an LOE/fault alarm.
Note on AC256: [Threaded comment] Your version of Excel allows you to read this threaded comment; however, any edits to it will get removed if the file is opened in a newer version of Excel. Learn more: https://go.microsoft.com/fwlink/?linkid=870924 Comment: Changed from N/A to B51669 after realising that it is not an EDM Spill alarm.
Note on Y257: [Threaded comment] Your version of Excel allows you to read this threaded comment; however, any edits to it will get removed if the file is opened in a newer version of Excel. Learn more: https://go.microsoft.com/fwlink/?linkid=870924 Comment: Changed from B51670 to E28373 after realising that the digital alarm is an LOE/fault alarm.
Note on AC257: [Threaded comment] Your version of Excel allows you to read this threaded comment; however, any edits to it will get removed if the file is opened in a newer version of Excel. Learn more: https://go.microsoft.com/fwlink/?linkid=870924 Comment: Changed from N/A to B51670 after realising that it is not an EDM Spill alarm.
Note on Y258: [Threaded comment] Your version of Excel allows you to read this threaded comment; however, any edits to it will get removed if the file is opened in a newer version of Excel. Learn more: https://go.microsoft.com/fwlink/?linkid=870924 Comment: Changed from B516671to E28374 after realising that the digital alarm is an LOE/fault alarm.
Note on AC258: [Threaded comment] Your version of Excel allows you to read this threaded comment; however, any edits to it will get removed if the file is opened in a newer version of Excel. Learn more: https://go.microsoft.com/fwlink/?linkid=870924 Comment: Changed from N/A to B51671 after realising that it is not an EDM Spill alarm.
Note on U259: [Threaded comment] Your version of Excel allows you to read this threaded comment; however, any edits to it will get removed if the file is opened in a newer version of Excel. Learn more: https://go.microsoft.com/fwlink/?linkid=870924 Comment: Updated from 1100 to 1287.
Note on C266: [Threaded comment] Your version of Excel allows you to read this threaded comment; however, any edits to it will get removed if the file is opened in a newer version of Excel. Learn more: https://go.microsoft.com/fwlink/?linkid=870924 Comment: Changed from ...INLET O/F to ...Storm Tank after scheme completed.
Note on U266: [Threaded comment] Your version of Excel allows you to read this threaded comment; however, any edits to it will get removed if the file is opened in a newer version of Excel. Learn more: https://go.microsoft.com/fwlink/?linkid=870924 Comment: Changed Spill Level from 142 mm to 3659 mm following new scheme.
Note on V266: [Threaded comment] Your version of Excel allows you to read this threaded comment; however, any edits to it will get removed if the file is opened in a newer version of Excel. Learn more: https://go.microsoft.com/fwlink/?linkid=870924 Comment: Changed Pre-Spill Level from 128 mm to 3293 mm following new scheme.
Note on W266: [Threaded comment] Your version of Excel allows you to read this threaded comment; however, any edits to it will get removed if the file is opened in a newer version of Excel. Learn more: https://go.microsoft.com/fwlink/?linkid=870924 Comment: Changed signal from Waste E2208 to Waste E99722. Completion of scheme on-site.
Note on Y266: [Threaded comment] Your version of Excel allows you to read this threaded comment; however, any edits to it will get removed if the file is opened in a newer version of Excel. Learn more: https://go.microsoft.com/fwlink/?linkid=870924 Comment: Changed alarm from Waste B12090 to Waste B160994. Completion of scheme on-site.
Note on AA266: [Threaded comment] Your version of Excel allows you to read this threaded comment; however, any edits to it will get removed if the file is opened in a newer version of Excel. Learn more: https://go.microsoft.com/fwlink/?linkid=870924 Comment: Changed alarm from Waste B12089 to N/A. Completion of scheme on-site.
Note on AC266: [Threaded comment] Your version of Excel allows you to read this threaded comment; however, any edits to it will get removed if the file is opened in a newer version of Excel. Learn more: https://go.microsoft.com/fwlink/?linkid=870924 Comment: Changed alarm from Waste B12091 to Waste B160997. Completion of scheme on-site.
Note on K267: [Threaded comment] Your version of Excel allows you to read this threaded comment; however, any edits to it will get removed if the file is opened in a newer version of Excel. Learn more: https://go.microsoft.com/fwlink/?linkid=870924 Comment: Changed from Gravity to Pumped.
Note on Y267: [Threaded comment] Your version of Excel allows you to read this threaded comment; however, any edits to it will get removed if the file is opened in a newer version of Excel. Learn more: https://go.microsoft.com/fwlink/?linkid=870924 Comment: Changed Spill Alarm from N/A to Waste B160946.
Note on AC267: [Threaded comment] Your version of Excel allows you to read this threaded comment; however, any edits to it will get removed if the file is opened in a newer version of Excel. Learn more: https://go.microsoft.com/fwlink/?linkid=870924 Comment: Changed Spill Alarm from N/A to Waste B160945.
Note on A268: [Threaded comment] Your version of Excel allows you to read this threaded comment; however, any edits to it will get removed if the file is opened in a newer version of Excel. Learn more: https://go.microsoft.com/fwlink/?linkid=870924 Comment: Changed to E to be consistent with EO classification and EDM master tracker
Note on B268: [Threaded comment] Your version of Excel allows you to read this threaded comment; however, any edits to it will get removed if the file is opened in a newer version of Excel. Learn more: https://go.microsoft.com/fwlink/?linkid=870924 Comment: Changed to E to be consistent with EO classification and EDM master tracker
Note on L268: [Threaded comment] Your version of Excel allows you to read this threaded comment; however, any edits to it will get removed if the file is opened in a newer version of Excel. Learn more: https://go.microsoft.com/fwlink/?linkid=870924 Comment: Updated from Storm Overflow to EO
Note on C269: [Threaded comment] Your version of Excel allows you to read this threaded comment; however, any edits to it will get removed if the file is opened in a newer version of Excel. Learn more: https://go.microsoft.com/fwlink/?linkid=870924 Comment: Don't think this exists
Note on U272: [Threaded comment] Your version of Excel allows you to read this threaded comment; however, any edits to it will get removed if the file is opened in a newer version of Excel. Learn more: https://go.microsoft.com/fwlink/?linkid=870924 Comment: Updated from 197mm to 141mm. Reply: Effective from 26th Mar 2024.
Note on V272: [Threaded comment] Your version of Excel allows you to read this threaded comment; however, any edits to it will get removed if the file is opened in a newer version of Excel. Learn more: https://go.microsoft.com/fwlink/?linkid=870924 Comment: Updated from 177mm to 126.9mm.
Note on W272: [Threaded comment] Your version of Excel allows you to read this threaded comment; however, any edits to it will get removed if the file is opened in a newer version of Excel. Learn more: https://go.microsoft.com/fwlink/?linkid=870924 Comment: Updated from E4623 to E99674. Reply: Effective from 26th Mar 2024.
Note on Y272: [Threaded comment] Your version of Excel allows you to read this threaded comment; however, any edits to it will get removed if the file is opened in a newer version of Excel. Learn more: https://go.microsoft.com/fwlink/?linkid=870924 Comment: Changed from Waste B23988 to Waste B160841 after works on the Inlet. Effective from 26th Mar 2024.
Note on AA272: [Threaded comment] Your version of Excel allows you to read this threaded comment; however, any edits to it will get removed if the file is opened in a newer version of Excel. Learn more: https://go.microsoft.com/fwlink/?linkid=870924 Comment: Pre-Spill alarm removed. Old signal Waste B23989. Effective from 26th Mar 2024.
Note on AC272: [Threaded comment] Your version of Excel allows you to read this threaded comment; however, any edits to it will get removed if the file is opened in a newer version of Excel. Learn more: https://go.microsoft.com/fwlink/?linkid=870924 Comment: Changed from Waste B23990 to Waste B160843 after works on the Inlet. Effective from 26th Mar 2024.
Note on A273: [Threaded comment] Your version of Excel allows you to read this threaded comment; however, any edits to it will get removed if the file is opened in a newer version of Excel. Learn more: https://go.microsoft.com/fwlink/?linkid=870924 Comment: Cello was removed on 3rd Oct 2023. Inlet to Env monitored by Mon3 instrument
Note on B273: [Threaded comment] Your version of Excel allows you to read this threaded comment; however, any edits to it will get removed if the file is opened in a newer version of Excel. Learn more: https://go.microsoft.com/fwlink/?linkid=870924 Comment: Cello was removed on 3rd Oct 2023. Inlet to Env monitored by Mon3 instrument
Note on Q276: [Threaded comment] Your version of Excel allows you to read this threaded comment; however, any edits to it will get removed if the file is opened in a newer version of Excel. Learn more: https://go.microsoft.com/fwlink/?linkid=870924 Comment: Changed to mains-powered
Note on S276: [Threaded comment] Your version of Excel allows you to read this threaded comment; however, any edits to it will get removed if the file is opened in a newer version of Excel. Learn more: https://go.microsoft.com/fwlink/?linkid=870924 Comment: Updated from AMP6 to AMP7
Note on U276: [Threaded comment] Your version of Excel allows you to read this threaded comment; however, any edits to it will get removed if the file is opened in a newer version of Excel. Learn more: https://go.microsoft.com/fwlink/?linkid=870924 Comment: Updated from 110mm to 105mm
Note on W276: [Threaded comment] Your version of Excel allows you to read this threaded comment; however, any edits to it will get removed if the file is opened in a newer version of Excel. Learn more: https://go.microsoft.com/fwlink/?linkid=870924 Comment: Updated from E5404 to E8170
Note on X276: [Threaded comment] Your version of Excel allows you to read this threaded comment; however, any edits to it will get removed if the file is opened in a newer version of Excel. Learn more: https://go.microsoft.com/fwlink/?linkid=870924 Comment: updated from waste2 to waste
Note on AF276: [Threaded comment] Your version of Excel allows you to read this threaded comment; however, any edits to it will get removed if the file is opened in a newer version of Excel. Learn more: https://go.microsoft.com/fwlink/?linkid=870924 Comment: Removed watercore information
Note on M280: [Threaded comment] Your version of Excel allows you to read this threaded comment; however, any edits to it will get removed if the file is opened in a newer version of Excel. Learn more: https://go.microsoft.com/fwlink/?linkid=870924 Comment: Updated to 0.42 l/s
Note on U282: [Threaded comment] Your version of Excel allows you to read this threaded comment; however, any edits to it will get removed if the file is opened in a newer version of Excel. Learn more: https://go.microsoft.com/fwlink/?linkid=870924 Comment: Updated from 100 to 25.
Note on V282: [Threaded comment] Your version of Excel allows you to read this threaded comment; however, any edits to it will get removed if the file is opened in a newer version of Excel. Learn more: https://go.microsoft.com/fwlink/?linkid=870924 Comment: Updated from 90 to 22.5.
Note on O283: [Threaded comment] Your version of Excel allows you to read this threaded comment; however, any edits to it will get removed if the file is opened in a newer version of Excel. Learn more: https://go.microsoft.com/fwlink/?linkid=870924 Comment: Assumed
Note on U284: [Threaded comment] Your version of Excel allows you to read this threaded comment; however, any edits to it will get removed if the file is opened in a newer version of Excel. Learn more: https://go.microsoft.com/fwlink/?linkid=870924 Comment: Might be wrong
Note on A286: [Threaded comment] Your version of Excel allows you to read this threaded comment; however, any edits to it will get removed if the file is opened in a newer version of Excel. Learn more: https://go.microsoft.com/fwlink/?linkid=870924 Comment: MIght just replace B1
Note on B286: [Threaded comment] Your version of Excel allows you to read this threaded comment; however, any edits to it will get removed if the file is opened in a newer version of Excel. Learn more: https://go.microsoft.com/fwlink/?linkid=870924 Comment: MIght just replace B1
Note on U290: [Threaded comment] Your version of Excel allows you to read this threaded comment; however, any edits to it will get removed if the file is opened in a newer version of Excel. Learn more: https://go.microsoft.com/fwlink/?linkid=870924 Comment: Changed from 950 mm to 875mm. This is the figure found on a PRISM trend. Reply: New installation using Waste E11555 Spill Level listed as 297 mm. Changed Spill Level from 875 mm to 297mm. Change probably active from 29th Apr 2024.
Note on V290: [Threaded comment] Your version of Excel allows you to read this threaded comment; however, any edits to it will get removed if the file is opened in a newer version of Excel. Learn more: https://go.microsoft.com/fwlink/?linkid=870924 Comment: Changed Pre-Spill Level from 855 mm to 788 mm. Reply: Changed Pre-Spill Level from 788 mm to 267 mm based on new information on PRISM mimic. Change probably effective from 29th April 2024.
Note on W290: [Threaded comment] Your version of Excel allows you to read this threaded comment; however, any edits to it will get removed if the file is opened in a newer version of Excel. Learn more: https://go.microsoft.com/fwlink/?linkid=870924 Comment: Changed from Waste E16580 to Waste E11555. Signal made live on 29th April 2024.
Note on Y290: [Threaded comment] Your version of Excel allows you to read this threaded comment; however, any edits to it will get removed if the file is opened in a newer version of Excel. Learn more: https://go.microsoft.com/fwlink/?linkid=870924 Comment: Changed from Waste B42544 to Waste B162638. Signal made live on 29th April 2024.
Note on AA290: [Threaded comment] Your version of Excel allows you to read this threaded comment; however, any edits to it will get removed if the file is opened in a newer version of Excel. Learn more: https://go.microsoft.com/fwlink/?linkid=870924 Comment: Changed from Waste B42545 to N/A. Site changes on 29th April 2024.
Note on AC290: [Threaded comment] Your version of Excel allows you to read this threaded comment; however, any edits to it will get removed if the file is opened in a newer version of Excel. Learn more: https://go.microsoft.com/fwlink/?linkid=870924 Comment: Changed from Waste B42546 to Waste B162636. Signal made live on 29th April 2024.
Note on U291: [Threaded comment] Your version of Excel allows you to read this threaded comment; however, any edits to it will get removed if the file is opened in a newer version of Excel. Learn more: https://go.microsoft.com/fwlink/?linkid=870924 Comment: updated from 5155mm to 3500mm
Note on V291: [Threaded comment] Your version of Excel allows you to read this threaded comment; however, any edits to it will get removed if the file is opened in a newer version of Excel. Learn more: https://go.microsoft.com/fwlink/?linkid=870924 Comment: Not sure why but pre-spill here is now 2477mm (not 90%)
Note on W294: [Threaded comment] Your version of Excel allows you to read this threaded comment; however, any edits to it will get removed if the file is opened in a newer version of Excel. Learn more: https://go.microsoft.com/fwlink/?linkid=870924 Comment: Changed analogue level from Waste E99023 to Waste E16984.
Note on W295: [Threaded comment] Your version of Excel allows you to read this threaded comment; however, any edits to it will get removed if the file is opened in a newer version of Excel. Learn more: https://go.microsoft.com/fwlink/?linkid=870924 Comment: Changed from Waste E16984 to Waste E99023.
Note on Y295: [Threaded comment] Your version of Excel allows you to read this threaded comment; however, any edits to it will get removed if the file is opened in a newer version of Excel. Learn more: https://go.microsoft.com/fwlink/?linkid=870924 Comment: Changed from Waste B158780 to Waste B158779.
Note on AA295: [Threaded comment] Your version of Excel allows you to read this threaded comment; however, any edits to it will get removed if the file is opened in a newer version of Excel. Learn more: https://go.microsoft.com/fwlink/?linkid=870924 Comment: Changed from Waste B158781 to N/A
Note on AC295: [Threaded comment] Your version of Excel allows you to read this threaded comment; however, any edits to it will get removed if the file is opened in a newer version of Excel. Learn more: https://go.microsoft.com/fwlink/?linkid=870924 Comment: Changed LOE alarm from Waste B158782 to Waste B158780.
Note on A297: [Threaded comment] Your version of Excel allows you to read this threaded comment; however, any edits to it will get removed if the file is opened in a newer version of Excel. Learn more: https://go.microsoft.com/fwlink/?linkid=870924 Comment: Changed from 13162R1 to 13162E1
Note on B297: [Threaded comment] Your version of Excel allows you to read this threaded comment; however, any edits to it will get removed if the file is opened in a newer version of Excel. Learn more: https://go.microsoft.com/fwlink/?linkid=870924 Comment: Changed from 13162R1 to 13162E1
Note on A298: [Threaded comment] Your version of Excel allows you to read this threaded comment; however, any edits to it will get removed if the file is opened in a newer version of Excel. Learn more: https://go.microsoft.com/fwlink/?linkid=870924 Comment: Changed from 13162C1 to 13162E1
Note on B298: [Threaded comment] Your version of Excel allows you to read this threaded comment; however, any edits to it will get removed if the file is opened in a newer version of Excel. Learn more: https://go.microsoft.com/fwlink/?linkid=870924 Comment: Changed from 13162C1 to 13162E1
Note on U298: [Threaded comment] Your version of Excel allows you to read this threaded comment; however, any edits to it will get removed if the file is opened in a newer version of Excel. Learn more: https://go.microsoft.com/fwlink/?linkid=870924 Comment: Changed from 2640mm to 3910mm. Phyiscally changed in 2020 by capital scheme.
Note on V298: [Threaded comment] Your version of Excel allows you to read this threaded comment; however, any edits to it will get removed if the file is opened in a newer version of Excel. Learn more: https://go.microsoft.com/fwlink/?linkid=870924 Comment: Changed from 2370 mm to 3519 mm. Phyiscally changed in 2020 by capital scheme.
Note on W298: [Threaded comment] Your version of Excel allows you to read this threaded comment; however, any edits to it will get removed if the file is opened in a newer version of Excel. Learn more: https://go.microsoft.com/fwlink/?linkid=870924 Comment: Changed by a capital scheme in 2020. Was Waste E3473, now Waste E55408
Note on Y298: [Threaded comment] Your version of Excel allows you to read this threaded comment; however, any edits to it will get removed if the file is opened in a newer version of Excel. Learn more: https://go.microsoft.com/fwlink/?linkid=870924 Comment: Changed by a capital scheme in 2020. Was Waste B48026, now Waste B148071.
Note on AA298: [Threaded comment] Your version of Excel allows you to read this threaded comment; however, any edits to it will get removed if the file is opened in a newer version of Excel. Learn more: https://go.microsoft.com/fwlink/?linkid=870924 Comment: Changed by a capital scheme in 2020. Was Waste B48026, now Waste B148070.
Note on AC298: [Threaded comment] Your version of Excel allows you to read this threaded comment; however, any edits to it will get removed if the file is opened in a newer version of Excel. Learn more: https://go.microsoft.com/fwlink/?linkid=870924 Comment: Changed by a capital scheme in 2020. Was Waste B48028, now Waste B147987.
Note on U300: [Threaded comment] Your version of Excel allows you to read this threaded comment; however, any edits to it will get removed if the file is opened in a newer version of Excel. Learn more: https://go.microsoft.com/fwlink/?linkid=870924 Comment: Updated from 3375 to 3418 Reply: Flow Measurement Team remeasured Spill Level on 11th July 2023.
Note on V300: [Threaded comment] Your version of Excel allows you to read this threaded comment; however, any edits to it will get removed if the file is opened in a newer version of Excel. Learn more: https://go.microsoft.com/fwlink/?linkid=870924 Comment: Updated from 2997 to 3076 Reply: Flow Measurement Team remeasured Spill Level on 11th July 2023.
Note on U301: [Threaded comment] Your version of Excel allows you to read this threaded comment; however, any edits to it will get removed if the file is opened in a newer version of Excel. Learn more: https://go.microsoft.com/fwlink/?linkid=870924 Comment: Span? Reply: 3160 spill, 2844 pre-spill Reply: Updated from 3844 to 3160.
Note on V301: [Threaded comment] Your version of Excel allows you to read this threaded comment; however, any edits to it will get removed if the file is opened in a newer version of Excel. Learn more: https://go.microsoft.com/fwlink/?linkid=870924 Comment: Updated from 3160 to 2844.
Note on U303: [Threaded comment] Your version of Excel allows you to read this threaded comment; however, any edits to it will get removed if the file is opened in a newer version of Excel. Learn more: https://go.microsoft.com/fwlink/?linkid=870924 Comment: Updated from 880 to 890.
Note on V303: [Threaded comment] Your version of Excel allows you to read this threaded comment; however, any edits to it will get removed if the file is opened in a newer version of Excel. Learn more: https://go.microsoft.com/fwlink/?linkid=870924 Comment: Updated from 792 to 801.
Note on U304: [Threaded comment] Your version of Excel allows you to read this threaded comment; however, any edits to it will get removed if the file is opened in a newer version of Excel. Learn more: https://go.microsoft.com/fwlink/?linkid=870924 Comment: Changed from 2220 mm to 2210 mm on 17th Nov 2022. Reply: Changed Spill Level from 2210mm to 2200mm as part of the Spill Level Change Process.
Note on V304: [Threaded comment] Your version of Excel allows you to read this threaded comment; however, any edits to it will get removed if the file is opened in a newer version of Excel. Learn more: https://go.microsoft.com/fwlink/?linkid=870924 Comment: Changed from 1998 mm to 1989 mm on 17th Nov 2022. Reply: Changed Pre-Spill Level from 1989 mm to 1980 mm as part of the Spill Level Change Process.
Note on U307: [Threaded comment] Your version of Excel allows you to read this threaded comment; however, any edits to it will get removed if the file is opened in a newer version of Excel. Learn more: https://go.microsoft.com/fwlink/?linkid=870924 Comment: Updated from 2300 to 2240. Reply: Updated from 2240 to 2300.
Note on V307: [Threaded comment] Your version of Excel allows you to read this threaded comment; however, any edits to it will get removed if the file is opened in a newer version of Excel. Learn more: https://go.microsoft.com/fwlink/?linkid=870924 Comment: Updated from 2070 to 2016. Reply: Updated from 2016 to 2070.
Note on M308: [Threaded comment] Your version of Excel allows you to read this threaded comment; however, any edits to it will get removed if the file is opened in a newer version of Excel. Learn more: https://go.microsoft.com/fwlink/?linkid=870924 Comment: Updated to 0.8 l/s
Note on G309: [Threaded comment] Your version of Excel allows you to read this threaded comment; however, any edits to it will get removed if the file is opened in a newer version of Excel. Learn more: https://go.microsoft.com/fwlink/?linkid=870924 Comment: Changed from North to West on 3rd Mar 2022
Note on A310: [Threaded comment] Your version of Excel allows you to read this threaded comment; however, any edits to it will get removed if the file is opened in a newer version of Excel. Learn more: https://go.microsoft.com/fwlink/?linkid=870924 Comment: Updated from 13171X1 to 13171X2
Note on A311: [Threaded comment] Your version of Excel allows you to read this threaded comment; however, any edits to it will get removed if the file is opened in a newer version of Excel. Learn more: https://go.microsoft.com/fwlink/?linkid=870924 Comment: Updated from 13171X2 to 13171X3
Note on A312: [Threaded comment] Your version of Excel allows you to read this threaded comment; however, any edits to it will get removed if the file is opened in a newer version of Excel. Learn more: https://go.microsoft.com/fwlink/?linkid=870924 Comment: Updated from 13171X3 to 13171X4
Note on A313: [Threaded comment] Your version of Excel allows you to read this threaded comment; however, any edits to it will get removed if the file is opened in a newer version of Excel. Learn more: https://go.microsoft.com/fwlink/?linkid=870924 Comment: Updated from 13171X4 to 13171X5
Note on O318: [Threaded comment] Your version of Excel allows you to read this threaded comment; however, any edits to it will get removed if the file is opened in a newer version of Excel. Learn more: https://go.microsoft.com/fwlink/?linkid=870924 Comment: ASSUMED
Note on O319: [Threaded comment] Your version of Excel allows you to read this threaded comment; however, any edits to it will get removed if the file is opened in a newer version of Excel. Learn more: https://go.microsoft.com/fwlink/?linkid=870924 Comment: ASSUMED
Note on M322: [Threaded comment] Your version of Excel allows you to read this threaded comment; however, any edits to it will get removed if the file is opened in a newer version of Excel. Learn more: https://go.microsoft.com/fwlink/?linkid=870924 Comment: Updated to 2.8 l/s
Note on A328: [Threaded comment] Your version of Excel allows you to read this threaded comment; however, any edits to it will get removed if the file is opened in a newer version of Excel. Learn more: https://go.microsoft.com/fwlink/?linkid=870924 Comment: Updated from S to C
Note on B328: [Threaded comment] Your version of Excel allows you to read this threaded comment; however, any edits to it will get removed if the file is opened in a newer version of Excel. Learn more: https://go.microsoft.com/fwlink/?linkid=870924 Comment: Updated from S to C
Note on L328: [Threaded comment] Your version of Excel allows you to read this threaded comment; however, any edits to it will get removed if the file is opened in a newer version of Excel. Learn more: https://go.microsoft.com/fwlink/?linkid=870924 Comment: Updated from SSO to Storm Overflow
Note on U328: [Threaded comment] Your version of Excel allows you to read this threaded comment; however, any edits to it will get removed if the file is opened in a newer version of Excel. Learn more: https://go.microsoft.com/fwlink/?linkid=870924 Comment: Updated from 3020mm to 2413mm
Note on A330: [Threaded comment] Your version of Excel allows you to read this threaded comment; however, any edits to it will get removed if the file is opened in a newer version of Excel. Learn more: https://go.microsoft.com/fwlink/?linkid=870924 Comment: Updated from B to C Reply: Changed from C to B; information from Dave Penn
Note on B330: [Threaded comment] Your version of Excel allows you to read this threaded comment; however, any edits to it will get removed if the file is opened in a newer version of Excel. Learn more: https://go.microsoft.com/fwlink/?linkid=870924 Comment: Updated from B to C Reply: Changed from C to B; information from Dave Penn
Note on M330: [Threaded comment] Your version of Excel allows you to read this threaded comment; however, any edits to it will get removed if the file is opened in a newer version of Excel. Learn more: https://go.microsoft.com/fwlink/?linkid=870924 Comment: Updated from 18 to 7
Note on A331: [Threaded comment] Your version of Excel allows you to read this threaded comment; however, any edits to it will get removed if the file is opened in a newer version of Excel. Learn more: https://go.microsoft.com/fwlink/?linkid=870924 Comment: Updated from S to B Reply: Updated from B to C Reply: Changed from C to B; information from Dave Penn
Note on B331: [Threaded comment] Your version of Excel allows you to read this threaded comment; however, any edits to it will get removed if the file is opened in a newer version of Excel. Learn more: https://go.microsoft.com/fwlink/?linkid=870924 Comment: Updated from S to B Reply: Updated from B to C Reply: Changed from C to B; information from Dave Penn
Note on C331: [Threaded comment] Your version of Excel allows you to read this threaded comment; however, any edits to it will get removed if the file is opened in a newer version of Excel. Learn more: https://go.microsoft.com/fwlink/?linkid=870924 Comment: Update to name
Note on L331: [Threaded comment] Your version of Excel allows you to read this threaded comment; however, any edits to it will get removed if the file is opened in a newer version of Excel. Learn more: https://go.microsoft.com/fwlink/?linkid=870924 Comment: Updated to Storm/Emergency
Note on M331: [Threaded comment] Your version of Excel allows you to read this threaded comment; however, any edits to it will get removed if the file is opened in a newer version of Excel. Learn more: https://go.microsoft.com/fwlink/?linkid=870924 Comment: Corrected to 7 l/s Reply: Corrected back to 18 l/s
Note on U331: [Threaded comment] Your version of Excel allows you to read this threaded comment; however, any edits to it will get removed if the file is opened in a newer version of Excel. Learn more: https://go.microsoft.com/fwlink/?linkid=870924 Comment: Updated from 3010mm to 1500mm
Note on W331: [Threaded comment] Your version of Excel allows you to read this threaded comment; however, any edits to it will get removed if the file is opened in a newer version of Excel. Learn more: https://go.microsoft.com/fwlink/?linkid=870924 Comment: Updated from E17374 to E17380
Note on Y331: [Threaded comment] Your version of Excel allows you to read this threaded comment; however, any edits to it will get removed if the file is opened in a newer version of Excel. Learn more: https://go.microsoft.com/fwlink/?linkid=870924 Comment: Updated B90331 to B43778
Note on C333: [Threaded comment] Your version of Excel allows you to read this threaded comment; however, any edits to it will get removed if the file is opened in a newer version of Excel. Learn more: https://go.microsoft.com/fwlink/?linkid=870924 Comment: Site has scheme so this will need to change
Note on U333: [Threaded comment] Your version of Excel allows you to read this threaded comment; however, any edits to it will get removed if the file is opened in a newer version of Excel. Learn more: https://go.microsoft.com/fwlink/?linkid=870924 Comment: Updated from 1155mm to 120mm
Note on W333: [Threaded comment] Your version of Excel allows you to read this threaded comment; however, any edits to it will get removed if the file is opened in a newer version of Excel. Learn more: https://go.microsoft.com/fwlink/?linkid=870924 Comment: Updated from E28908 to E98097
Note on Y333: [Threaded comment] Your version of Excel allows you to read this threaded comment; however, any edits to it will get removed if the file is opened in a newer version of Excel. Learn more: https://go.microsoft.com/fwlink/?linkid=870924 Comment: Updated from B7486 to B7521
Note on AA333: [Threaded comment] Your version of Excel allows you to read this threaded comment; however, any edits to it will get removed if the file is opened in a newer version of Excel. Learn more: https://go.microsoft.com/fwlink/?linkid=870924 Comment: Updated from B7487 to B7522
Note on AC333: [Threaded comment] Your version of Excel allows you to read this threaded comment; however, any edits to it will get removed if the file is opened in a newer version of Excel. Learn more: https://go.microsoft.com/fwlink/?linkid=870924 Comment: Updated from B7488 to B7523
Note on C335: [Threaded comment] Your version of Excel allows you to read this threaded comment; however, any edits to it will get removed if the file is opened in a newer version of Excel. Learn more: https://go.microsoft.com/fwlink/?linkid=870924 Comment: [MH: 13th April 2023] - No dates for installation but in AMP7 tracker.
Note on U339: [Threaded comment] Your version of Excel allows you to read this threaded comment; however, any edits to it will get removed if the file is opened in a newer version of Excel. Learn more: https://go.microsoft.com/fwlink/?linkid=870924 Comment: Updated to 435mm
Note on W339: [Threaded comment] Your version of Excel allows you to read this threaded comment; however, any edits to it will get removed if the file is opened in a newer version of Excel. Learn more: https://go.microsoft.com/fwlink/?linkid=870924 Comment: Updated from E17316 to E9415
Note on R340: [Threaded comment] Your version of Excel allows you to read this threaded comment; however, any edits to it will get removed if the file is opened in a newer version of Excel. Learn more: https://go.microsoft.com/fwlink/?linkid=870924 Comment: Updated date from 27/01/2022 to 22/03/2019
Note on W340: [Threaded comment] Your version of Excel allows you to read this threaded comment; however, any edits to it will get removed if the file is opened in a newer version of Excel. Learn more: https://go.microsoft.com/fwlink/?linkid=870924 Comment: Changed from E16789 to E16879
Note on C341: [Threaded comment] Your version of Excel allows you to read this threaded comment; however, any edits to it will get removed if the file is opened in a newer version of Excel. Learn more: https://go.microsoft.com/fwlink/?linkid=870924 Comment: New to register
Note on U343: [Threaded comment] Your version of Excel allows you to read this threaded comment; however, any edits to it will get removed if the file is opened in a newer version of Excel. Learn more: https://go.microsoft.com/fwlink/?linkid=870924 Comment: updated from 1460mm to 1660mm
Note on V343: [Threaded comment] Your version of Excel allows you to read this threaded comment; however, any edits to it will get removed if the file is opened in a newer version of Excel. Learn more: https://go.microsoft.com/fwlink/?linkid=870924 Comment: Changed Pre-Spill Level from 1314 mm to 1494 mm.
Note on W343: [Threaded comment] Your version of Excel allows you to read this threaded comment; however, any edits to it will get removed if the file is opened in a newer version of Excel. Learn more: https://go.microsoft.com/fwlink/?linkid=870924 Comment: Updated from E16905 to E55097
Note on Y343: [Threaded comment] Your version of Excel allows you to read this threaded comment; however, any edits to it will get removed if the file is opened in a newer version of Excel. Learn more: https://go.microsoft.com/fwlink/?linkid=870924 Comment: Updated from B84344 to B146587
Note on AC343: [Threaded comment] Your version of Excel allows you to read this threaded comment; however, any edits to it will get removed if the file is opened in a newer version of Excel. Learn more: https://go.microsoft.com/fwlink/?linkid=870924 Comment: Updated from B84382 to B146719
Note on M346: [Threaded comment] Your version of Excel allows you to read this threaded comment; however, any edits to it will get removed if the file is opened in a newer version of Excel. Learn more: https://go.microsoft.com/fwlink/?linkid=870924 Comment: Updated to 2.1 l/s
Note on U348: [Threaded comment] Your version of Excel allows you to read this threaded comment; however, any edits to it will get removed if the file is opened in a newer version of Excel. Learn more: https://go.microsoft.com/fwlink/?linkid=870924 Comment: 990mm on PRISM Reply: Updated from 282 to 990.
Note on V348: [Threaded comment] Your version of Excel allows you to read this threaded comment; however, any edits to it will get removed if the file is opened in a newer version of Excel. Learn more: https://go.microsoft.com/fwlink/?linkid=870924 Comment: 891 mm on PRISM Reply: Updated from 254 to 891.
Note on U350: [Threaded comment] Your version of Excel allows you to read this threaded comment; however, any edits to it will get removed if the file is opened in a newer version of Excel. Learn more: https://go.microsoft.com/fwlink/?linkid=870924 Comment: Updated from 2170 to 3074.
Note on V350: [Threaded comment] Your version of Excel allows you to read this threaded comment; however, any edits to it will get removed if the file is opened in a newer version of Excel. Learn more: https://go.microsoft.com/fwlink/?linkid=870924 Comment: Updated from 1953 to 2766.
Note on A354: [Threaded comment] Your version of Excel allows you to read this threaded comment; however, any edits to it will get removed if the file is opened in a newer version of Excel. Learn more: https://go.microsoft.com/fwlink/?linkid=870924 Comment: Changed from S to C
Note on B354: [Threaded comment] Your version of Excel allows you to read this threaded comment; however, any edits to it will get removed if the file is opened in a newer version of Excel. Learn more: https://go.microsoft.com/fwlink/?linkid=870924 Comment: Changed from S to C
Note on C354: [Threaded comment] Your version of Excel allows you to read this threaded comment; however, any edits to it will get removed if the file is opened in a newer version of Excel. Learn more: https://go.microsoft.com/fwlink/?linkid=870924 Comment: Changed to Storm Sump
Note on L354: [Threaded comment] Your version of Excel allows you to read this threaded comment; however, any edits to it will get removed if the file is opened in a newer version of Excel. Learn more: https://go.microsoft.com/fwlink/?linkid=870924 Comment: Changed from SSO to Storm Overflow
Note on M354: [Threaded comment] Your version of Excel allows you to read this threaded comment; however, any edits to it will get removed if the file is opened in a newer version of Excel. Learn more: https://go.microsoft.com/fwlink/?linkid=870924 Comment: Changed from 69 to 150
Note on A356: [Threaded comment] Your version of Excel allows you to read this threaded comment; however, any edits to it will get removed if the file is opened in a newer version of Excel. Learn more: https://go.microsoft.com/fwlink/?linkid=870924 Comment: Changed from 2 to 1
Note on B356: [Threaded comment] Your version of Excel allows you to read this threaded comment; however, any edits to it will get removed if the file is opened in a newer version of Excel. Learn more: https://go.microsoft.com/fwlink/?linkid=870924 Comment: Changed from 2 to 1
Note on C356: [Threaded comment] Your version of Excel allows you to read this threaded comment; however, any edits to it will get removed if the file is opened in a newer version of Excel. Learn more: https://go.microsoft.com/fwlink/?linkid=870924 Comment: Update configuration on PRISM
Note on U356: [Threaded comment] Your version of Excel allows you to read this threaded comment; however, any edits to it will get removed if the file is opened in a newer version of Excel. Learn more: https://go.microsoft.com/fwlink/?linkid=870924 Comment: Changed Spill Level from 2381mm to 2600mm.
Note on V356: [Threaded comment] Your version of Excel allows you to read this threaded comment; however, any edits to it will get removed if the file is opened in a newer version of Excel. Learn more: https://go.microsoft.com/fwlink/?linkid=870924 Comment: Changed Pre-Spill Level from 2189mm to 2340 mm.
Note on A358: [Threaded comment] Your version of Excel allows you to read this threaded comment; however, any edits to it will get removed if the file is opened in a newer version of Excel. Learn more: https://go.microsoft.com/fwlink/?linkid=870924 Comment: Changed from C to Z
Note on B358: [Threaded comment] Your version of Excel allows you to read this threaded comment; however, any edits to it will get removed if the file is opened in a newer version of Excel. Learn more: https://go.microsoft.com/fwlink/?linkid=870924 Comment: Changed from C to Z
Note on C358: [Threaded comment] Your version of Excel allows you to read this threaded comment; however, any edits to it will get removed if the file is opened in a newer version of Excel. Learn more: https://go.microsoft.com/fwlink/?linkid=870924 Comment: Changed to Final Effulent Emergency Overflow
Note on L358: [Threaded comment] Your version of Excel allows you to read this threaded comment; however, any edits to it will get removed if the file is opened in a newer version of Excel. Learn more: https://go.microsoft.com/fwlink/?linkid=870924 Comment: Changed to Emergency Overflow
Note on U366: [Threaded comment] Your version of Excel allows you to read this threaded comment; however, any edits to it will get removed if the file is opened in a newer version of Excel. Learn more: https://go.microsoft.com/fwlink/?linkid=870924 Comment: Updated from 1550 to 1555 Reply: Spill Level changed from 1555 mm to 1585 mm after resurvey on 10th Nov 2023.
Note on V366: [Threaded comment] Your version of Excel allows you to read this threaded comment; however, any edits to it will get removed if the file is opened in a newer version of Excel. Learn more: https://go.microsoft.com/fwlink/?linkid=870924 Comment: Pre-Spill Level changed from 1395 mm to 1427 mm after resurvey on 10th Nov 2023.
Note on U371: [Threaded comment] Your version of Excel allows you to read this threaded comment; however, any edits to it will get removed if the file is opened in a newer version of Excel. Learn more: https://go.microsoft.com/fwlink/?linkid=870924 Comment: Due to be resurveyed: interim level 3050mm.
Note on V371: [Threaded comment] Your version of Excel allows you to read this threaded comment; however, any edits to it will get removed if the file is opened in a newer version of Excel. Learn more: https://go.microsoft.com/fwlink/?linkid=870924 Comment: Due to be resurveyed: interim level 2745mm.
Note on U376: [Threaded comment] Your version of Excel allows you to read this threaded comment; however, any edits to it will get removed if the file is opened in a newer version of Excel. Learn more: https://go.microsoft.com/fwlink/?linkid=870924 Comment: Updated from 1660 to 1714
Note on W376: [Threaded comment] Your version of Excel allows you to read this threaded comment; however, any edits to it will get removed if the file is opened in a newer version of Excel. Learn more: https://go.microsoft.com/fwlink/?linkid=870924 Comment: Updated from E5471 to E56581
Note on X376: [Threaded comment] Your version of Excel allows you to read this threaded comment; however, any edits to it will get removed if the file is opened in a newer version of Excel. Learn more: https://go.microsoft.com/fwlink/?linkid=870924 Comment: updated from waste2 to waste
Note on U397: [Threaded comment] Your version of Excel allows you to read this threaded comment; however, any edits to it will get removed if the file is opened in a newer version of Excel. Learn more: https://go.microsoft.com/fwlink/?linkid=870924 Comment: Spill Level changed from 2522 mm to 2529 mm. Site was resurveyed on 15th July 2024 by AMP7 EDM Installation Team.
Note on V397: [Threaded comment] Your version of Excel allows you to read this threaded comment; however, any edits to it will get removed if the file is opened in a newer version of Excel. Learn more: https://go.microsoft.com/fwlink/?linkid=870924 Comment: Pre-Spill Level changed from 2270 mm to 2276 mm. Site was resurveyed on 15th July 2024 by AMP7 EDM Installation Team.
Note on U398: [Threaded comment] Your version of Excel allows you to read this threaded comment; however, any edits to it will get removed if the file is opened in a newer version of Excel. Learn more: https://go.microsoft.com/fwlink/?linkid=870924 Comment: Changed from 1981mm to 1830 mm on 2nd Nov 2021.
Note on V398: [Threaded comment] Your version of Excel allows you to read this threaded comment; however, any edits to it will get removed if the file is opened in a newer version of Excel. Learn more: https://go.microsoft.com/fwlink/?linkid=870924 Comment: Changed from 1783 mm to 1647 mm.
Note on M403: [Threaded comment] Your version of Excel allows you to read this threaded comment; however, any edits to it will get removed if the file is opened in a newer version of Excel. Learn more: https://go.microsoft.com/fwlink/?linkid=870924 Comment: Updated to 2.5 l/s
Note on U405: [Threaded comment] Your version of Excel allows you to read this threaded comment; however, any edits to it will get removed if the file is opened in a newer version of Excel. Learn more: https://go.microsoft.com/fwlink/?linkid=870924 Comment: Updated from 4135mm to 4190mm
Note on Y405: [Threaded comment] Your version of Excel allows you to read this threaded comment; however, any edits to it will get removed if the file is opened in a newer version of Excel. Learn more: https://go.microsoft.com/fwlink/?linkid=870924 Comment: Updated fron B49992 to B49928
Note on AA405: [Threaded comment] Your version of Excel allows you to read this threaded comment; however, any edits to it will get removed if the file is opened in a newer version of Excel. Learn more: https://go.microsoft.com/fwlink/?linkid=870924 Comment: Updated from B49993 to B44929
Note on U406: [Threaded comment] Your version of Excel allows you to read this threaded comment; however, any edits to it will get removed if the file is opened in a newer version of Excel. Learn more: https://go.microsoft.com/fwlink/?linkid=870924 Comment: Updated from 4389mm to 4970mm
Note on Y406: [Threaded comment] Your version of Excel allows you to read this threaded comment; however, any edits to it will get removed if the file is opened in a newer version of Excel. Learn more: https://go.microsoft.com/fwlink/?linkid=870924 Comment: Updated from B49992 to B49931
Note on AA406: [Threaded comment] Your version of Excel allows you to read this threaded comment; however, any edits to it will get removed if the file is opened in a newer version of Excel. Learn more: https://go.microsoft.com/fwlink/?linkid=870924 Comment: Updatef from B49993 to B49932
Note on U407: [Threaded comment] Your version of Excel allows you to read this threaded comment; however, any edits to it will get removed if the file is opened in a newer version of Excel. Learn more: https://go.microsoft.com/fwlink/?linkid=870924 Comment: updated from 4525mm to 4560mm
Note on Y407: [Threaded comment] Your version of Excel allows you to read this threaded comment; however, any edits to it will get removed if the file is opened in a newer version of Excel. Learn more: https://go.microsoft.com/fwlink/?linkid=870924 Comment: Updated from B49992 to B49934
Note on AA407: [Threaded comment] Your version of Excel allows you to read this threaded comment; however, any edits to it will get removed if the file is opened in a newer version of Excel. Learn more: https://go.microsoft.com/fwlink/?linkid=870924 Comment: Updated from B49993 to B49935
Note on M408: [Threaded comment] Your version of Excel allows you to read this threaded comment; however, any edits to it will get removed if the file is opened in a newer version of Excel. Learn more: https://go.microsoft.com/fwlink/?linkid=870924 Comment: Updated to 0.7 l/s
Note on U408: [Threaded comment] Your version of Excel allows you to read this threaded comment; however, any edits to it will get removed if the file is opened in a newer version of Excel. Learn more: https://go.microsoft.com/fwlink/?linkid=870924 Comment: Changed Spill Level from 2390 mm to 2240 mm on 3rd Jan 2022.
Note on V408: [Threaded comment] Your version of Excel allows you to read this threaded comment; however, any edits to it will get removed if the file is opened in a newer version of Excel. Learn more: https://go.microsoft.com/fwlink/?linkid=870924 Comment: Changed Pre Spill Level from 2151 mm to 2016 mm on 3rd Jan 2022.
Note on U410: [Threaded comment] Your version of Excel allows you to read this threaded comment; however, any edits to it will get removed if the file is opened in a newer version of Excel. Learn more: https://go.microsoft.com/fwlink/?linkid=870924 Comment: Updated on 8th Dec 2021 and site change on 2nd + 18th Nov 2021. Spill Level 1730 --> 1870 mm.
Note on V410: [Threaded comment] Your version of Excel allows you to read this threaded comment; however, any edits to it will get removed if the file is opened in a newer version of Excel. Learn more: https://go.microsoft.com/fwlink/?linkid=870924 Comment: Updated on 8th Dec 2021: Pre Spill Level 1557 mm --> 1683 mm.
Note on U411: [Threaded comment] Your version of Excel allows you to read this threaded comment; however, any edits to it will get removed if the file is opened in a newer version of Excel. Learn more: https://go.microsoft.com/fwlink/?linkid=870924 Comment: Updated on 8th Dec 2021 and site change on 2nd + 18th Nov 2021. Spill Level 1730 --> 1850 mm.
Note on V411: [Threaded comment] Your version of Excel allows you to read this threaded comment; however, any edits to it will get removed if the file is opened in a newer version of Excel. Learn more: https://go.microsoft.com/fwlink/?linkid=870924 Comment: Updated on 8th Dec 2021: Pre Spill Level 1557 mm --> 1665 mm.
Note on U412: [Threaded comment] Your version of Excel allows you to read this threaded comment; however, any edits to it will get removed if the file is opened in a newer version of Excel. Learn more: https://go.microsoft.com/fwlink/?linkid=870924 Comment: Spill Level changed from 1730 mm to 1741 mm on 8th Apr 2024 as part of the Spill Level Change process.
Note on V412: [Threaded comment] Your version of Excel allows you to read this threaded comment; however, any edits to it will get removed if the file is opened in a newer version of Excel. Learn more: https://go.microsoft.com/fwlink/?linkid=870924 Comment: Pre-Spill Level changed from 1557 mm to 1567 mm on 8th Apr 2024 as part of the Spill Level Change process.
Note on A421: [Threaded comment] Your version of Excel allows you to read this threaded comment; however, any edits to it will get removed if the file is opened in a newer version of Excel. Learn more: https://go.microsoft.com/fwlink/?linkid=870924 Comment: Updated from S to C
Note on B421: [Threaded comment] Your version of Excel allows you to read this threaded comment; however, any edits to it will get removed if the file is opened in a newer version of Excel. Learn more: https://go.microsoft.com/fwlink/?linkid=870924 Comment: Updated from S to C
Note on C421: [Threaded comment] Your version of Excel allows you to read this threaded comment; however, any edits to it will get removed if the file is opened in a newer version of Excel. Learn more: https://go.microsoft.com/fwlink/?linkid=870924 Comment: This will need updating
Note on L421: [Threaded comment] Your version of Excel allows you to read this threaded comment; however, any edits to it will get removed if the file is opened in a newer version of Excel. Learn more: https://go.microsoft.com/fwlink/?linkid=870924 Comment: Updated from SSO to Storm Overflow
Note on U424: [Threaded comment] Your version of Excel allows you to read this threaded comment; however, any edits to it will get removed if the file is opened in a newer version of Excel. Learn more: https://go.microsoft.com/fwlink/?linkid=870924 Comment: Spill Level changed from 2865 mm to 2930 mm on 19th Oct 2023.
Note on V424: [Threaded comment] Your version of Excel allows you to read this threaded comment; however, any edits to it will get removed if the file is opened in a newer version of Excel. Learn more: https://go.microsoft.com/fwlink/?linkid=870924 Comment: Pre-Spill Level changed from 2579 mm to 2637 mm on 19th Oct 2023.
Note on A429: [Threaded comment] Your version of Excel allows you to read this threaded comment; however, any edits to it will get removed if the file is opened in a newer version of Excel. Learn more: https://go.microsoft.com/fwlink/?linkid=870924 Comment: Change to S
Note on B429: [Threaded comment] Your version of Excel allows you to read this threaded comment; however, any edits to it will get removed if the file is opened in a newer version of Excel. Learn more: https://go.microsoft.com/fwlink/?linkid=870924 Comment: Change to S
Note on U431: [Threaded comment] Your version of Excel allows you to read this threaded comment; however, any edits to it will get removed if the file is opened in a newer version of Excel. Learn more: https://go.microsoft.com/fwlink/?linkid=870924 Comment: Updated from 2780 to 2855.
Note on W431: [Threaded comment] Your version of Excel allows you to read this threaded comment; however, any edits to it will get removed if the file is opened in a newer version of Excel. Learn more: https://go.microsoft.com/fwlink/?linkid=870924 Comment: updated to E56196
Note on Y431: [Threaded comment] Your version of Excel allows you to read this threaded comment; however, any edits to it will get removed if the file is opened in a newer version of Excel. Learn more: https://go.microsoft.com/fwlink/?linkid=870924 Comment: Updated from B39862 to B151069
Note on AA431: [Threaded comment] Your version of Excel allows you to read this threaded comment; however, any edits to it will get removed if the file is opened in a newer version of Excel. Learn more: https://go.microsoft.com/fwlink/?linkid=870924 Comment: Updated fron B39863 to B151070
Note on AC431: [Threaded comment] Your version of Excel allows you to read this threaded comment; however, any edits to it will get removed if the file is opened in a newer version of Excel. Learn more: https://go.microsoft.com/fwlink/?linkid=870924 Comment: Updated from B39864 to B151071
Note on A436: [Threaded comment] Your version of Excel allows you to read this threaded comment; however, any edits to it will get removed if the file is opened in a newer version of Excel. Learn more: https://go.microsoft.com/fwlink/?linkid=870924 Comment: Changed from T (typo) to S
Note on B436: [Threaded comment] Your version of Excel allows you to read this threaded comment; however, any edits to it will get removed if the file is opened in a newer version of Excel. Learn more: https://go.microsoft.com/fwlink/?linkid=870924 Comment: Changed from T (typo) to S
Note on K439: [Threaded comment] Your version of Excel allows you to read this threaded comment; however, any edits to it will get removed if the file is opened in a newer version of Excel. Learn more: https://go.microsoft.com/fwlink/?linkid=870924 Comment: Changed from Gravity to Pumped
Note on Y439: [Threaded comment] Your version of Excel allows you to read this threaded comment; however, any edits to it will get removed if the file is opened in a newer version of Excel. Learn more: https://go.microsoft.com/fwlink/?linkid=870924 Comment: Changed from "Pumped to storm: B10418, B10433, B10436" to Waste B8489.
Note on U443: [Threaded comment] Your version of Excel allows you to read this threaded comment; however, any edits to it will get removed if the file is opened in a newer version of Excel. Learn more: https://go.microsoft.com/fwlink/?linkid=870924 Comment: Updated from 2337 to 2995.
Note on V443: [Threaded comment] Your version of Excel allows you to read this threaded comment; however, any edits to it will get removed if the file is opened in a newer version of Excel. Learn more: https://go.microsoft.com/fwlink/?linkid=870924 Comment: Updated from 2210 to 2696.
Note on U444: [Threaded comment] Your version of Excel allows you to read this threaded comment; however, any edits to it will get removed if the file is opened in a newer version of Excel. Learn more: https://go.microsoft.com/fwlink/?linkid=870924 Comment: Updated from 1935 to 2920.
Note on V444: [Threaded comment] Your version of Excel allows you to read this threaded comment; however, any edits to it will get removed if the file is opened in a newer version of Excel. Learn more: https://go.microsoft.com/fwlink/?linkid=870924 Comment: Updated from 1828 to 2628.
Note on M446: [Threaded comment] Your version of Excel allows you to read this threaded comment; however, any edits to it will get removed if the file is opened in a newer version of Excel. Learn more: https://go.microsoft.com/fwlink/?linkid=870924 Comment: Changed from 6.1 to 8.0
Note on M447: [Threaded comment] Your version of Excel allows you to read this threaded comment; however, any edits to it will get removed if the file is opened in a newer version of Excel. Learn more: https://go.microsoft.com/fwlink/?linkid=870924 Comment: Changed from 6.1 to 8.0
Note on U447: [Threaded comment] Your version of Excel allows you to read this threaded comment; however, any edits to it will get removed if the file is opened in a newer version of Excel. Learn more: https://go.microsoft.com/fwlink/?linkid=870924 Comment: Changed from 1120 mm to 1020 mm at some point
Note on M448: [Threaded comment] Your version of Excel allows you to read this threaded comment; however, any edits to it will get removed if the file is opened in a newer version of Excel. Learn more: https://go.microsoft.com/fwlink/?linkid=870924 Comment: Changed from 6.1 to 8.0
Note on AG450: [Threaded comment] Your version of Excel allows you to read this threaded comment; however, any edits to it will get removed if the file is opened in a newer version of Excel. Learn more: https://go.microsoft.com/fwlink/?linkid=870924 Comment: [IR] [18th Nov] Corrected from 13257 to 43257 for Rowde WRC SSO
Note on W452: [Threaded comment] Your version of Excel allows you to read this threaded comment; however, any edits to it will get removed if the file is opened in a newer version of Excel. Learn more: https://go.microsoft.com/fwlink/?linkid=870924 Comment: SAF Sump
Note on U454: [Threaded comment] Your version of Excel allows you to read this threaded comment; however, any edits to it will get removed if the file is opened in a newer version of Excel. Learn more: https://go.microsoft.com/fwlink/?linkid=870924 Comment: Changed Spill Level from 87 mm to 101 mm. Change occurred on 5th June 2024?
Note on V454: [Threaded comment] Your version of Excel allows you to read this threaded comment; however, any edits to it will get removed if the file is opened in a newer version of Excel. Learn more: https://go.microsoft.com/fwlink/?linkid=870924 Comment: Changed Pre-Spill Level from 78 mm to 90 mm. Change occurred on 5th June 2024?
Note on W454: [Threaded comment] Your version of Excel allows you to read this threaded comment; however, any edits to it will get removed if the file is opened in a newer version of Excel. Learn more: https://go.microsoft.com/fwlink/?linkid=870924 Comment: Changed analogue level from Waste E4829 to Waste E17456. Change made on 5th June 2024?
Note on Y454: [Threaded comment] Your version of Excel allows you to read this threaded comment; however, any edits to it will get removed if the file is opened in a newer version of Excel. Learn more: https://go.microsoft.com/fwlink/?linkid=870924 Comment: Changed from Spill Level from Waste B24668 to Waste B163387. Change made on 5th June 2024?
Note on AA454: [Threaded comment] Your version of Excel allows you to read this threaded comment; however, any edits to it will get removed if the file is opened in a newer version of Excel. Learn more: https://go.microsoft.com/fwlink/?linkid=870924 Comment: Changed Pre-Spill alarm from Waste B24699 to N/A.
Note on AC454: [Threaded comment] Your version of Excel allows you to read this threaded comment; however, any edits to it will get removed if the file is opened in a newer version of Excel. Learn more: https://go.microsoft.com/fwlink/?linkid=870924 Comment: Changed LOE alarm from Waste B24670 to Waste B163389. Change made on 5th June 2024?
Note on C457: [Threaded comment] Your version of Excel allows you to read this threaded comment; however, any edits to it will get removed if the file is opened in a newer version of Excel. Learn more: https://go.microsoft.com/fwlink/?linkid=870924 Comment: Does this exist?
Note on W458: [Threaded comment] Your version of Excel allows you to read this threaded comment; however, any edits to it will get removed if the file is opened in a newer version of Excel. Learn more: https://go.microsoft.com/fwlink/?linkid=870924 Comment: Updated from E13029 to E1302.
Note on A460: [Threaded comment] Your version of Excel allows you to read this threaded comment; however, any edits to it will get removed if the file is opened in a newer version of Excel. Learn more: https://go.microsoft.com/fwlink/?linkid=870924 Comment: Update from S to C
Note on B460: [Threaded comment] Your version of Excel allows you to read this threaded comment; however, any edits to it will get removed if the file is opened in a newer version of Excel. Learn more: https://go.microsoft.com/fwlink/?linkid=870924 Comment: Update from S to C
Note on C460: [Threaded comment] Your version of Excel allows you to read this threaded comment; however, any edits to it will get removed if the file is opened in a newer version of Excel. Learn more: https://go.microsoft.com/fwlink/?linkid=870924 Comment: Changed from SSO to Storm Overflow
Note on L460: [Threaded comment] Your version of Excel allows you to read this threaded comment; however, any edits to it will get removed if the file is opened in a newer version of Excel. Learn more: https://go.microsoft.com/fwlink/?linkid=870924 Comment: Changed from SSO to Storm Overflow
Note on U460: [Threaded comment] Your version of Excel allows you to read this threaded comment; however, any edits to it will get removed if the file is opened in a newer version of Excel. Learn more: https://go.microsoft.com/fwlink/?linkid=870924 Comment: Updated from 2100 to 2028. Reply: Spill Level changed from 2028 mm to 2265mm after Hanevo resurvey on 25th Mar 2024. Pulsar settings also changed.
Note on V460: [Threaded comment] Your version of Excel allows you to read this threaded comment; however, any edits to it will get removed if the file is opened in a newer version of Excel. Learn more: https://go.microsoft.com/fwlink/?linkid=870924 Comment: Updated from 1890 to 1825. Reply: Pre-Spill Level changed from 1825 mm to 2039 mm after Hanevo resurvey on 25th Mar 2024. Pulsar settings were also updated.
Note on A461: [Threaded comment] Your version of Excel allows you to read this threaded comment; however, any edits to it will get removed if the file is opened in a newer version of Excel. Learn more: https://go.microsoft.com/fwlink/?linkid=870924 Comment: Updated from S to C
Note on B461: [Threaded comment] Your version of Excel allows you to read this threaded comment; however, any edits to it will get removed if the file is opened in a newer version of Excel. Learn more: https://go.microsoft.com/fwlink/?linkid=870924 Comment: Updated from S to C
Note on L461: [Threaded comment] Your version of Excel allows you to read this threaded comment; however, any edits to it will get removed if the file is opened in a newer version of Excel. Learn more: https://go.microsoft.com/fwlink/?linkid=870924 Comment: Updated from SSO to Storm Overflow
Note on A463: [Threaded comment] Your version of Excel allows you to read this threaded comment; however, any edits to it will get removed if the file is opened in a newer version of Excel. Learn more: https://go.microsoft.com/fwlink/?linkid=870924 Comment: Updated from C to S
Note on B463: [Threaded comment] Your version of Excel allows you to read this threaded comment; however, any edits to it will get removed if the file is opened in a newer version of Excel. Learn more: https://go.microsoft.com/fwlink/?linkid=870924 Comment: Updated from C to S
Note on L463: [Threaded comment] Your version of Excel allows you to read this threaded comment; however, any edits to it will get removed if the file is opened in a newer version of Excel. Learn more: https://go.microsoft.com/fwlink/?linkid=870924 Comment: Updated from Storm Overflow to SSO
Note on U466: [Threaded comment] Your version of Excel allows you to read this threaded comment; however, any edits to it will get removed if the file is opened in a newer version of Excel. Learn more: https://go.microsoft.com/fwlink/?linkid=870924 Comment: Storm Weir has been raised (summer 2023). Spill Level just above 3600mm)
Note on V466: [Threaded comment] Your version of Excel allows you to read this threaded comment; however, any edits to it will get removed if the file is opened in a newer version of Excel. Learn more: https://go.microsoft.com/fwlink/?linkid=870924 Comment: Storm Weir has been raised (summer 2023). Spill Level just above 3600mm)
Note on C475: [Threaded comment] Your version of Excel allows you to read this threaded comment; however, any edits to it will get removed if the file is opened in a newer version of Excel. Learn more: https://go.microsoft.com/fwlink/?linkid=870924 Comment: Corrected "GORFE" to 'GORGE'
Note on K475: [Threaded comment] Your version of Excel allows you to read this threaded comment; however, any edits to it will get removed if the file is opened in a newer version of Excel. Learn more: https://go.microsoft.com/fwlink/?linkid=870924 Comment: Added "gravity"
Note on AA477: [Threaded comment] Your version of Excel allows you to read this threaded comment; however, any edits to it will get removed if the file is opened in a newer version of Excel. Learn more: https://go.microsoft.com/fwlink/?linkid=870924 Comment: Used to be B22518
Note on U478: [Threaded comment] Your version of Excel allows you to read this threaded comment; however, any edits to it will get removed if the file is opened in a newer version of Excel. Learn more: https://go.microsoft.com/fwlink/?linkid=870924 Comment: Spill Level changed from 65mm (SSO Chamber) to 1125 mm (Storm Tank 1). Reply: Spill Level changed from 1125mm to 1075mm on 15th Apr 2024 as part of the Spill Level Change process.
Note on V478: [Threaded comment] Your version of Excel allows you to read this threaded comment; however, any edits to it will get removed if the file is opened in a newer version of Excel. Learn more: https://go.microsoft.com/fwlink/?linkid=870924 Comment: Pre-Spill Level changed from 59mm (SSO Chamber) to 1013 mm (Storm Tank 1). Reply: Spill Level changed from 1013 mm to 968 mm on 15th Apr 2024 as part of the Spill Level Change process.
Note on W479: [Threaded comment] Your version of Excel allows you to read this threaded comment; however, any edits to it will get removed if the file is opened in a newer version of Excel. Learn more: https://go.microsoft.com/fwlink/?linkid=870924 Comment: Storm Sump at 14312
Note on A480: [Threaded comment] Your version of Excel allows you to read this threaded comment; however, any edits to it will get removed if the file is opened in a newer version of Excel. Learn more: https://go.microsoft.com/fwlink/?linkid=870924 Comment: Confirming whether the signals have changed.
Note on B480: [Threaded comment] Your version of Excel allows you to read this threaded comment; however, any edits to it will get removed if the file is opened in a newer version of Excel. Learn more: https://go.microsoft.com/fwlink/?linkid=870924 Comment: Confirming whether the signals have changed.
Note on U480: [Threaded comment] Your version of Excel allows you to read this threaded comment; however, any edits to it will get removed if the file is opened in a newer version of Excel. Learn more: https://go.microsoft.com/fwlink/?linkid=870924 Comment: Confirming whether the signals have changed.
Note on V480: [Threaded comment] Your version of Excel allows you to read this threaded comment; however, any edits to it will get removed if the file is opened in a newer version of Excel. Learn more: https://go.microsoft.com/fwlink/?linkid=870924 Comment: Confirming whether the signals have changed.
Note on W480: [Threaded comment] Your version of Excel allows you to read this threaded comment; however, any edits to it will get removed if the file is opened in a newer version of Excel. Learn more: https://go.microsoft.com/fwlink/?linkid=870924 Comment: Confirming whether the signals have changed.
Note on Y480: [Threaded comment] Your version of Excel allows you to read this threaded comment; however, any edits to it will get removed if the file is opened in a newer version of Excel. Learn more: https://go.microsoft.com/fwlink/?linkid=870924 Comment: Confirming whether the signals have changed.
Note on AA480: [Threaded comment] Your version of Excel allows you to read this threaded comment; however, any edits to it will get removed if the file is opened in a newer version of Excel. Learn more: https://go.microsoft.com/fwlink/?linkid=870924 Comment: Confirming whether the signals have changed.
Note on C483: [Threaded comment] Your version of Excel allows you to read this threaded comment; however, any edits to it will get removed if the file is opened in a newer version of Excel. Learn more: https://go.microsoft.com/fwlink/?linkid=870924 Comment: Added "Storm Tank" to name
Note on A485: [Threaded comment] Your version of Excel allows you to read this threaded comment; however, any edits to it will get removed if the file is opened in a newer version of Excel. Learn more: https://go.microsoft.com/fwlink/?linkid=870924 Comment: Updated to S2
Note on B485: [Threaded comment] Your version of Excel allows you to read this threaded comment; however, any edits to it will get removed if the file is opened in a newer version of Excel. Learn more: https://go.microsoft.com/fwlink/?linkid=870924 Comment: Updated to S2
Note on C485: [Threaded comment] Your version of Excel allows you to read this threaded comment; however, any edits to it will get removed if the file is opened in a newer version of Excel. Learn more: https://go.microsoft.com/fwlink/?linkid=870924 Comment: The information describes Storm Tank 2
Note on U485: [Threaded comment] Your version of Excel allows you to read this threaded comment; however, any edits to it will get removed if the file is opened in a newer version of Excel. Learn more: https://go.microsoft.com/fwlink/?linkid=870924 Comment: Updated from 4330 to 4300.
Note on V485: [Threaded comment] Your version of Excel allows you to read this threaded comment; however, any edits to it will get removed if the file is opened in a newer version of Excel. Learn more: https://go.microsoft.com/fwlink/?linkid=870924 Comment: Updated from 3897 to 3870.
Note on A486: [Threaded comment] Your version of Excel allows you to read this threaded comment; however, any edits to it will get removed if the file is opened in a newer version of Excel. Learn more: https://go.microsoft.com/fwlink/?linkid=870924 Comment: Update to S1
Note on B486: [Threaded comment] Your version of Excel allows you to read this threaded comment; however, any edits to it will get removed if the file is opened in a newer version of Excel. Learn more: https://go.microsoft.com/fwlink/?linkid=870924 Comment: Update to S1
Note on C486: [Threaded comment] Your version of Excel allows you to read this threaded comment; however, any edits to it will get removed if the file is opened in a newer version of Excel. Learn more: https://go.microsoft.com/fwlink/?linkid=870924 Comment: The information describes storm tank 1
Note on U486: [Threaded comment] Your version of Excel allows you to read this threaded comment; however, any edits to it will get removed if the file is opened in a newer version of Excel. Learn more: https://go.microsoft.com/fwlink/?linkid=870924 Comment: Updated from 3300mm to 3200mm
Note on A489: [Threaded comment] Your version of Excel allows you to read this threaded comment; however, any edits to it will get removed if the file is opened in a newer version of Excel. Learn more: https://go.microsoft.com/fwlink/?linkid=870924 Comment: Updated from X to S Reply: Changed back to X
Note on B489: [Threaded comment] Your version of Excel allows you to read this threaded comment; however, any edits to it will get removed if the file is opened in a newer version of Excel. Learn more: https://go.microsoft.com/fwlink/?linkid=870924 Comment: Updated from X to S Reply: Changed back to X
Note on S489: [Threaded comment] Your version of Excel allows you to read this threaded comment; however, any edits to it will get removed if the file is opened in a newer version of Excel. Learn more: https://go.microsoft.com/fwlink/?linkid=870924 Comment: Changed from Non-EDM to AMP7 Reply: Changed back to Non-EDM; installed for Tim Warren
Note on U489: [Threaded comment] Your version of Excel allows you to read this threaded comment; however, any edits to it will get removed if the file is opened in a newer version of Excel. Learn more: https://go.microsoft.com/fwlink/?linkid=870924 Comment: Updated to 2780 Reply: This Spill Level needs to be corrected. Unclear what original Spill Level was Reply: Changed Spill Level from 2780 mm to 2745 mm. Chose this value from studying the PRISM trends.
Note on V489: [Threaded comment] Your version of Excel allows you to read this threaded comment; however, any edits to it will get removed if the file is opened in a newer version of Excel. Learn more: https://go.microsoft.com/fwlink/?linkid=870924 Comment: Changed Pre-Spill Level from 2502 mm to 2471 mm.
Note on A490: [Threaded comment] Your version of Excel allows you to read this threaded comment; however, any edits to it will get removed if the file is opened in a newer version of Excel. Learn more: https://go.microsoft.com/fwlink/?linkid=870924 Comment: Updated from X to S Reply: Changed back to X
Note on B490: [Threaded comment] Your version of Excel allows you to read this threaded comment; however, any edits to it will get removed if the file is opened in a newer version of Excel. Learn more: https://go.microsoft.com/fwlink/?linkid=870924 Comment: Updated from X to S Reply: Changed back to X
Note on S490: [Threaded comment] Your version of Excel allows you to read this threaded comment; however, any edits to it will get removed if the file is opened in a newer version of Excel. Learn more: https://go.microsoft.com/fwlink/?linkid=870924 Comment: Changed from Non-EDM to AMP7 Reply: Changed back to Non-EDM; installed for Tim Warren
Note on U490: [Threaded comment] Your version of Excel allows you to read this threaded comment; however, any edits to it will get removed if the file is opened in a newer version of Excel. Learn more: https://go.microsoft.com/fwlink/?linkid=870924 Comment: Update to 2810mm Reply: This Spill Level needs to be corrected. Unclear what original Spill Level was Reply: Changed Spill Level from 2810 mm to 2765 mm. Chose Spill Level from studying the PRISM trends.
Note on V490: [Threaded comment] Your version of Excel allows you to read this threaded comment; however, any edits to it will get removed if the file is opened in a newer version of Excel. Learn more: https://go.microsoft.com/fwlink/?linkid=870924 Comment: Changed Pre-Spill Level from 2529 mm to 2489 mm.
Note on A491: [Threaded comment] Your version of Excel allows you to read this threaded comment; however, any edits to it will get removed if the file is opened in a newer version of Excel. Learn more: https://go.microsoft.com/fwlink/?linkid=870924 Comment: Changed Permit Reference from C to B; updated from Dave Penn's info.
Note on B491: [Threaded comment] Your version of Excel allows you to read this threaded comment; however, any edits to it will get removed if the file is opened in a newer version of Excel. Learn more: https://go.microsoft.com/fwlink/?linkid=870924 Comment: Changed Permit Reference from C to B; updated from Dave Penn's info.
Note on C499: [Threaded comment] Your version of Excel allows you to read this threaded comment; however, any edits to it will get removed if the file is opened in a newer version of Excel. Learn more: https://go.microsoft.com/fwlink/?linkid=870924 Comment: Should be named balance tank to ENV
Note on U499: [Threaded comment] Your version of Excel allows you to read this threaded comment; however, any edits to it will get removed if the file is opened in a newer version of Excel. Learn more: https://go.microsoft.com/fwlink/?linkid=870924 Comment: Updated to 1624mm
Note on C500: [Threaded comment] Your version of Excel allows you to read this threaded comment; however, any edits to it will get removed if the file is opened in a newer version of Excel. Learn more: https://go.microsoft.com/fwlink/?linkid=870924 Comment: Not an EDM according to Jim Burton: just the Spill to Storm and SSO are.
Note on U505: [Threaded comment] Your version of Excel allows you to read this threaded comment; however, any edits to it will get removed if the file is opened in a newer version of Excel. Learn more: https://go.microsoft.com/fwlink/?linkid=870924 Comment: Updated from 1260 to 1531.
Note on V505: [Threaded comment] Your version of Excel allows you to read this threaded comment; however, any edits to it will get removed if the file is opened in a newer version of Excel. Learn more: https://go.microsoft.com/fwlink/?linkid=870924 Comment: Updated from 1134 to 1378.
Note on W506: [Threaded comment] Your version of Excel allows you to read this threaded comment; however, any edits to it will get removed if the file is opened in a newer version of Excel. Learn more: https://go.microsoft.com/fwlink/?linkid=870924 Comment: Storm PS Reply: Same as inlet o/f, just higher spill level
Note on U507: [Threaded comment] Your version of Excel allows you to read this threaded comment; however, any edits to it will get removed if the file is opened in a newer version of Excel. Learn more: https://go.microsoft.com/fwlink/?linkid=870924 Comment: Updated from 1454 to 2454
Note on V507: [Threaded comment] Your version of Excel allows you to read this threaded comment; however, any edits to it will get removed if the file is opened in a newer version of Excel. Learn more: https://go.microsoft.com/fwlink/?linkid=870924 Comment: Updated from 1309 to 2209
Note on A508: [Threaded comment] Your version of Excel allows you to read this threaded comment; however, any edits to it will get removed if the file is opened in a newer version of Excel. Learn more: https://go.microsoft.com/fwlink/?linkid=870924 Comment: Changed from S to C
Note on B508: [Threaded comment] Your version of Excel allows you to read this threaded comment; however, any edits to it will get removed if the file is opened in a newer version of Excel. Learn more: https://go.microsoft.com/fwlink/?linkid=870924 Comment: Changed from S to C
Note on L508: [Threaded comment] Your version of Excel allows you to read this threaded comment; however, any edits to it will get removed if the file is opened in a newer version of Excel. Learn more: https://go.microsoft.com/fwlink/?linkid=870924 Comment: Changed from SSO to Storm Overflow
Note on U508: [Threaded comment] Your version of Excel allows you to read this threaded comment; however, any edits to it will get removed if the file is opened in a newer version of Excel. Learn more: https://go.microsoft.com/fwlink/?linkid=870924 Comment: Updated from 2980 to 2950. Reply: Spill Level from 2950 mm to 2900mm on 20th May 2024 as part of the Spill Level Change process.
Note on V508: [Threaded comment] Your version of Excel allows you to read this threaded comment; however, any edits to it will get removed if the file is opened in a newer version of Excel. Learn more: https://go.microsoft.com/fwlink/?linkid=870924 Comment: Updated from 2682 to 2655. Reply: Pre-Spill Level from 2655 mm to 2610 mm on 20th May 2024 as part of the Spill Level Change process.
Note on Q517: [Threaded comment] Your version of Excel allows you to read this threaded comment; however, any edits to it will get removed if the file is opened in a newer version of Excel. Learn more: https://go.microsoft.com/fwlink/?linkid=870924 Comment: Changed from Battery-powered to Mains-powered in Aug 2023
Note on U517: [Threaded comment] Your version of Excel allows you to read this threaded comment; however, any edits to it will get removed if the file is opened in a newer version of Excel. Learn more: https://go.microsoft.com/fwlink/?linkid=870924 Comment: Spill Level changed from 350mm (Cello) to 380 mm (Mains-powered)
Note on V517: [Threaded comment] Your version of Excel allows you to read this threaded comment; however, any edits to it will get removed if the file is opened in a newer version of Excel. Learn more: https://go.microsoft.com/fwlink/?linkid=870924 Comment: Pre-Spill Level changed from 315 mm (Cello) to 342 mm (Mains-powered)
Note on W517: [Threaded comment] Your version of Excel allows you to read this threaded comment; however, any edits to it will get removed if the file is opened in a newer version of Excel. Learn more: https://go.microsoft.com/fwlink/?linkid=870924 Comment: Changed from Waste2 E5084 to Waste E54286
Note on X517: [Threaded comment] Your version of Excel allows you to read this threaded comment; however, any edits to it will get removed if the file is opened in a newer version of Excel. Learn more: https://go.microsoft.com/fwlink/?linkid=870924 Comment: Changed from Waste2 to Waste
Note on Y517: [Threaded comment] Your version of Excel allows you to read this threaded comment; however, any edits to it will get removed if the file is opened in a newer version of Excel. Learn more: https://go.microsoft.com/fwlink/?linkid=870924 Comment: New alarm - mains-powered
Note on AA517: [Threaded comment] Your version of Excel allows you to read this threaded comment; however, any edits to it will get removed if the file is opened in a newer version of Excel. Learn more: https://go.microsoft.com/fwlink/?linkid=870924 Comment: New alarm - mains-powered
Note on AC517: [Threaded comment] Your version of Excel allows you to read this threaded comment; however, any edits to it will get removed if the file is opened in a newer version of Excel. Learn more: https://go.microsoft.com/fwlink/?linkid=870924 Comment: New alarm - mains-powered
Note on AG517: [Threaded comment] Your version of Excel allows you to read this threaded comment; however, any edits to it will get removed if the file is opened in a newer version of Excel. Learn more: https://go.microsoft.com/fwlink/?linkid=870924 Comment: Cello 13307 removed
Note on U519: [Threaded comment] Your version of Excel allows you to read this threaded comment; however, any edits to it will get removed if the file is opened in a newer version of Excel. Learn more: https://go.microsoft.com/fwlink/?linkid=870924 Comment: Changed from 3660 mm to 3543 mm on 11th Sept 2023.
Note on V519: [Threaded comment] Your version of Excel allows you to read this threaded comment; however, any edits to it will get removed if the file is opened in a newer version of Excel. Learn more: https://go.microsoft.com/fwlink/?linkid=870924 Comment: Changed from 3294 mm to 3189 mm on 11th Sept 2023.
Note on U531: [Threaded comment] Your version of Excel allows you to read this threaded comment; however, any edits to it will get removed if the file is opened in a newer version of Excel. Learn more: https://go.microsoft.com/fwlink/?linkid=870924 Comment: Updated from 945mm to 970mm
Note on U534: [Threaded comment] Your version of Excel allows you to read this threaded comment; however, any edits to it will get removed if the file is opened in a newer version of Excel. Learn more: https://go.microsoft.com/fwlink/?linkid=870924 Comment: Updated from 162mm to 0.1 l/s. Reply: Capital scheme planned for 2024.
Note on U536: [Threaded comment] Your version of Excel allows you to read this threaded comment; however, any edits to it will get removed if the file is opened in a newer version of Excel. Learn more: https://go.microsoft.com/fwlink/?linkid=870924 Comment: Changed Spill Level from 2295mm to 2290 mm as part of the EDM Spill Level Change Process.
Note on V536: [Threaded comment] Your version of Excel allows you to read this threaded comment; however, any edits to it will get removed if the file is opened in a newer version of Excel. Learn more: https://go.microsoft.com/fwlink/?linkid=870924 Comment: Changed Pre-Spill Level from 2066 mm to 2061 mm as part of the EDM Spill Level Change Process.
Note on U537: [Threaded comment] Your version of Excel allows you to read this threaded comment; however, any edits to it will get removed if the file is opened in a newer version of Excel. Learn more: https://go.microsoft.com/fwlink/?linkid=870924 Comment: Changed value from 970 mm to 940 mm based on info on PRISM mimic.
Note on V537: [Threaded comment] Your version of Excel allows you to read this threaded comment; however, any edits to it will get removed if the file is opened in a newer version of Excel. Learn more: https://go.microsoft.com/fwlink/?linkid=870924 Comment: Changed value from 873 mm to 846 mm based on info on PRISM mimic.
Note on U538: [Threaded comment] Your version of Excel allows you to read this threaded comment; however, any edits to it will get removed if the file is opened in a newer version of Excel. Learn more: https://go.microsoft.com/fwlink/?linkid=870924 Comment: Update to 1004mm
Note on AA538: [Threaded comment] Your version of Excel allows you to read this threaded comment; however, any edits to it will get removed if the file is opened in a newer version of Excel. Learn more: https://go.microsoft.com/fwlink/?linkid=870924 Comment: Changed from Waste B79466 to N/A.
Note on U540: [Threaded comment] Your version of Excel allows you to read this threaded comment; however, any edits to it will get removed if the file is opened in a newer version of Excel. Learn more: https://go.microsoft.com/fwlink/?linkid=870924 Comment: Spill Level changed from 1053 mm to 980 mm on 10th Jan 2024. New ultrasonics installed. Reply: Spill Level changed from 980 mm to 1010 mm on 25th Mar 2024. Site was resurveyed.
Note on V540: [Threaded comment] Your version of Excel allows you to read this threaded comment; however, any edits to it will get removed if the file is opened in a newer version of Excel. Learn more: https://go.microsoft.com/fwlink/?linkid=870924 Comment: Pre-Spill Level changed from 948 mm to 882 mm on 10th Jan 2024. New ultrasonics installed. Reply: Pre-Spill Level changed from 882 mm to 909 mm on 25th Mar 2024. Site was resurveyed.
Note on W540: [Threaded comment] Your version of Excel allows you to read this threaded comment; however, any edits to it will get removed if the file is opened in a newer version of Excel. Learn more: https://go.microsoft.com/fwlink/?linkid=870924 Comment: Changed from Waste E50306 to Waste E99591 on 10th Jan 2024. New ultrasonics installed.
Note on Y540: [Threaded comment] Your version of Excel allows you to read this threaded comment; however, any edits to it will get removed if the file is opened in a newer version of Excel. Learn more: https://go.microsoft.com/fwlink/?linkid=870924 Comment: Changed from Waste B129227 to Waste B22855 on 10th Jan 2024. New ultrasonics installed.
Note on AA540: [Threaded comment] Your version of Excel allows you to read this threaded comment; however, any edits to it will get removed if the file is opened in a newer version of Excel. Learn more: https://go.microsoft.com/fwlink/?linkid=870924 Comment: Changed from Waste B129228 to Waste B160612 on 10th Jan 2024. New ultrasonics installed.
Note on AC540: [Threaded comment] Your version of Excel allows you to read this threaded comment; however, any edits to it will get removed if the file is opened in a newer version of Excel. Learn more: https://go.microsoft.com/fwlink/?linkid=870924 Comment: Changed from N/A to Waste B160611 on 10th Jan 2024. New ultrasonics installed.
Note on U541: [Threaded comment] Your version of Excel allows you to read this threaded comment; however, any edits to it will get removed if the file is opened in a newer version of Excel. Learn more: https://go.microsoft.com/fwlink/?linkid=870924 Comment: Spill Level changed from 1133 mm to 855 mm on 10th Jan 2024. New ultrasonics installed. Reply: Spill Level changed from 855 mm to 875 mm on 25th Mar 2024. Site was resurveyed.
Note on V541: [Threaded comment] Your version of Excel allows you to read this threaded comment; however, any edits to it will get removed if the file is opened in a newer version of Excel. Learn more: https://go.microsoft.com/fwlink/?linkid=870924 Comment: Pre-Spill Level changed from 1020 mm to 769 mm on 10th Jan 2024. New ultrasonics installed. Reply: Pre-Spill Level changed from 769 mm to 778 mm on 25th Mar 2024. Site was resurveyed.
Note on W541: [Threaded comment] Your version of Excel allows you to read this threaded comment; however, any edits to it will get removed if the file is opened in a newer version of Excel. Learn more: https://go.microsoft.com/fwlink/?linkid=870924 Comment: Changed from Waste E50307 to Waste E99592 on 10th Jan 2024. New ultrasonics installed.
Note on Y541: [Threaded comment] Your version of Excel allows you to read this threaded comment; however, any edits to it will get removed if the file is opened in a newer version of Excel. Learn more: https://go.microsoft.com/fwlink/?linkid=870924 Comment: Changed from Waste B129229 to Waste B22860 on 10th Jan 2024. New ultrasonics installed.
Note on AA541: [Threaded comment] Your version of Excel allows you to read this threaded comment; however, any edits to it will get removed if the file is opened in a newer version of Excel. Learn more: https://go.microsoft.com/fwlink/?linkid=870924 Comment: Changed from Waste B129230 to Waste B160616 on 10th Jan 2024. New ultrasonics installed.
Note on AC541: [Threaded comment] Your version of Excel allows you to read this threaded comment; however, any edits to it will get removed if the file is opened in a newer version of Excel. Learn more: https://go.microsoft.com/fwlink/?linkid=870924 Comment: Changed from N/A to Waste B160615 on 10th Jan 2024. New ultrasonics installed.
Note on U543: [Threaded comment] Your version of Excel allows you to read this threaded comment; however, any edits to it will get removed if the file is opened in a newer version of Excel. Learn more: https://go.microsoft.com/fwlink/?linkid=870924 Comment: Changed Spill Level from 550 mm to 520mm from data review and as part of the Changes to EDM Spill Levels process.
Note on V543: [Threaded comment] Your version of Excel allows you to read this threaded comment; however, any edits to it will get removed if the file is opened in a newer version of Excel. Learn more: https://go.microsoft.com/fwlink/?linkid=870924 Comment: Changed Pre-Spill Level from 495 mm to 468 mm from data review and as part of the Changes to EDM Spill Levels process.
Note on U544: [Threaded comment] Your version of Excel allows you to read this threaded comment; however, any edits to it will get removed if the file is opened in a newer version of Excel. Learn more: https://go.microsoft.com/fwlink/?linkid=870924 Comment: Updated from 600 to 605.
Note on A546: [Threaded comment] Your version of Excel allows you to read this threaded comment; however, any edits to it will get removed if the file is opened in a newer version of Excel. Learn more: https://go.microsoft.com/fwlink/?linkid=870924 Comment: Changed from S to C
Note on B546: [Threaded comment] Your version of Excel allows you to read this threaded comment; however, any edits to it will get removed if the file is opened in a newer version of Excel. Learn more: https://go.microsoft.com/fwlink/?linkid=870924 Comment: Changed from S to C
Note on L546: [Threaded comment] Your version of Excel allows you to read this threaded comment; however, any edits to it will get removed if the file is opened in a newer version of Excel. Learn more: https://go.microsoft.com/fwlink/?linkid=870924 Comment: Updated from SSO to Storm Overflow
Note on V549: [Threaded comment] Your version of Excel allows you to read this threaded comment; however, any edits to it will get removed if the file is opened in a newer version of Excel. Learn more: https://go.microsoft.com/fwlink/?linkid=870924 Comment: Strange
Note on K550: [Threaded comment] Your version of Excel allows you to read this threaded comment; however, any edits to it will get removed if the file is opened in a newer version of Excel. Learn more: https://go.microsoft.com/fwlink/?linkid=870924 Comment: Added "gravity"
Note on U551: [Threaded comment] Your version of Excel allows you to read this threaded comment; however, any edits to it will get removed if the file is opened in a newer version of Excel. Learn more: https://go.microsoft.com/fwlink/?linkid=870924 Comment: Updated to 4068mm from 2961mm
Note on C554: [Threaded comment] Your version of Excel allows you to read this threaded comment; however, any edits to it will get removed if the file is opened in a newer version of Excel. Learn more: https://go.microsoft.com/fwlink/?linkid=870924 Comment: Corrected name from "… SSO 1" to '… Storm Tank 1"
Note on U554: [Threaded comment] Your version of Excel allows you to read this threaded comment; however, any edits to it will get removed if the file is opened in a newer version of Excel. Learn more: https://go.microsoft.com/fwlink/?linkid=870924 Comment: Updated from 3870 to 3483.
Note on V554: [Threaded comment] Your version of Excel allows you to read this threaded comment; however, any edits to it will get removed if the file is opened in a newer version of Excel. Learn more: https://go.microsoft.com/fwlink/?linkid=870924 Comment: Updated from 3483 to 3135.
Note on C555: [Threaded comment] Your version of Excel allows you to read this threaded comment; however, any edits to it will get removed if the file is opened in a newer version of Excel. Learn more: https://go.microsoft.com/fwlink/?linkid=870924 Comment: Corrected name from "… SSO 2" to '… Storm Tank 2"
Note on U555: [Threaded comment] Your version of Excel allows you to read this threaded comment; however, any edits to it will get removed if the file is opened in a newer version of Excel. Learn more: https://go.microsoft.com/fwlink/?linkid=870924 Comment: Updated from 3830 to 3447.
Note on V555: [Threaded comment] Your version of Excel allows you to read this threaded comment; however, any edits to it will get removed if the file is opened in a newer version of Excel. Learn more: https://go.microsoft.com/fwlink/?linkid=870924 Comment: Updated from 3447 to 3102.
Note on A560: [Threaded comment] Your version of Excel allows you to read this threaded comment; however, any edits to it will get removed if the file is opened in a newer version of Excel. Learn more: https://go.microsoft.com/fwlink/?linkid=870924 Comment: Changed Permit Reference from C to B; information from Dave Penn
Note on B560: [Threaded comment] Your version of Excel allows you to read this threaded comment; however, any edits to it will get removed if the file is opened in a newer version of Excel. Learn more: https://go.microsoft.com/fwlink/?linkid=870924 Comment: Changed Permit Reference from C to B; information from Dave Penn
Note on C562: [Threaded comment] Your version of Excel allows you to read this threaded comment; however, any edits to it will get removed if the file is opened in a newer version of Excel. Learn more: https://go.microsoft.com/fwlink/?linkid=870924 Comment: No dates for installation but in AMP7 tracker
Note on U566: [Threaded comment] Your version of Excel allows you to read this threaded comment; however, any edits to it will get removed if the file is opened in a newer version of Excel. Learn more: https://go.microsoft.com/fwlink/?linkid=870924 Comment: Updated from 750mm to 1044mm
Note on U568: [Threaded comment] Your version of Excel allows you to read this threaded comment; however, any edits to it will get removed if the file is opened in a newer version of Excel. Learn more: https://go.microsoft.com/fwlink/?linkid=870924 Comment: Updated 2695 to 2965.
Note on P570: [Threaded comment] Your version of Excel allows you to read this threaded comment; however, any edits to it will get removed if the file is opened in a newer version of Excel. Learn more: https://go.microsoft.com/fwlink/?linkid=870924 Comment: cello
Note on P571: [Threaded comment] Your version of Excel allows you to read this threaded comment; however, any edits to it will get removed if the file is opened in a newer version of Excel. Learn more: https://go.microsoft.com/fwlink/?linkid=870924 Comment: Cello
Note on C574: [Threaded comment] Your version of Excel allows you to read this threaded comment; however, any edits to it will get removed if the file is opened in a newer version of Excel. Learn more: https://go.microsoft.com/fwlink/?linkid=870924 Comment: Changed name from ..SSO 1 to ...Storm Tank 1
Note on P574: [Threaded comment] Your version of Excel allows you to read this threaded comment; however, any edits to it will get removed if the file is opened in a newer version of Excel. Learn more: https://go.microsoft.com/fwlink/?linkid=870924 Comment: cello
Note on U574: [Threaded comment] Your version of Excel allows you to read this threaded comment; however, any edits to it will get removed if the file is opened in a newer version of Excel. Learn more: https://go.microsoft.com/fwlink/?linkid=870924 Comment: Changed Spill Level from 3890 mm to 4205 mm as part of the Spill Level Change process.
Note on V574: [Threaded comment] Your version of Excel allows you to read this threaded comment; however, any edits to it will get removed if the file is opened in a newer version of Excel. Learn more: https://go.microsoft.com/fwlink/?linkid=870924 Comment: Changed Pre-Spill Level from 3501 mm to 3785 mm as part of the Spill Level Change process.
Note on C575: [Threaded comment] Your version of Excel allows you to read this threaded comment; however, any edits to it will get removed if the file is opened in a newer version of Excel. Learn more: https://go.microsoft.com/fwlink/?linkid=870924 Comment: Changed name from ..SSO 2 to ...Storm Tank 2
Note on P575: [Threaded comment] Your version of Excel allows you to read this threaded comment; however, any edits to it will get removed if the file is opened in a newer version of Excel. Learn more: https://go.microsoft.com/fwlink/?linkid=870924 Comment: cello
Note on U575: [Threaded comment] Your version of Excel allows you to read this threaded comment; however, any edits to it will get removed if the file is opened in a newer version of Excel. Learn more: https://go.microsoft.com/fwlink/?linkid=870924 Comment: Changed Spill Level from 3920 mm to 4185 mm as part of the Spill Level Change process.
Note on V575: [Threaded comment] Your version of Excel allows you to read this threaded comment; however, any edits to it will get removed if the file is opened in a newer version of Excel. Learn more: https://go.microsoft.com/fwlink/?linkid=870924 Comment: Changed Spill Level from 3528 mm to 3767 mm as part of the Spill Level Change process.
Note on U576: [Threaded comment] Your version of Excel allows you to read this threaded comment; however, any edits to it will get removed if the file is opened in a newer version of Excel. Learn more: https://go.microsoft.com/fwlink/?linkid=870924 Comment: Changed from N/A to 387 mm
Note on V576: [Threaded comment] Your version of Excel allows you to read this threaded comment; however, any edits to it will get removed if the file is opened in a newer version of Excel. Learn more: https://go.microsoft.com/fwlink/?linkid=870924 Comment: Changed from N/A to 348 mm.
Note on W576: [Threaded comment] Your version of Excel allows you to read this threaded comment; however, any edits to it will get removed if the file is opened in a newer version of Excel. Learn more: https://go.microsoft.com/fwlink/?linkid=870924 Comment: Changed from N/A to E6966
Note on X576: [Threaded comment] Your version of Excel allows you to read this threaded comment; however, any edits to it will get removed if the file is opened in a newer version of Excel. Learn more: https://go.microsoft.com/fwlink/?linkid=870924 Comment: Changed from N/A to Waste2
Note on Y576: [Threaded comment] Your version of Excel allows you to read this threaded comment; however, any edits to it will get removed if the file is opened in a newer version of Excel. Learn more: https://go.microsoft.com/fwlink/?linkid=870924 Comment: Changed from Waste B48595 to Waste2 B7777
Note on Z576: [Threaded comment] Your version of Excel allows you to read this threaded comment; however, any edits to it will get removed if the file is opened in a newer version of Excel. Learn more: https://go.microsoft.com/fwlink/?linkid=870924 Comment: Changed from Waste B48595 to Waste2 B7777
Note on AA576: [Threaded comment] Your version of Excel allows you to read this threaded comment; however, any edits to it will get removed if the file is opened in a newer version of Excel. Learn more: https://go.microsoft.com/fwlink/?linkid=870924 Comment: Changed from Waste B48596 to Waste2 B7780.
Note on AB576: [Threaded comment] Your version of Excel allows you to read this threaded comment; however, any edits to it will get removed if the file is opened in a newer version of Excel. Learn more: https://go.microsoft.com/fwlink/?linkid=870924 Comment: Changed from Waste B48596 to Waste2 B7780.
Note on AC576: [Threaded comment] Your version of Excel allows you to read this threaded comment; however, any edits to it will get removed if the file is opened in a newer version of Excel. Learn more: https://go.microsoft.com/fwlink/?linkid=870924 Comment: Changed from Waste B48597 to Waste2 B7776.
Note on AD576: [Threaded comment] Your version of Excel allows you to read this threaded comment; however, any edits to it will get removed if the file is opened in a newer version of Excel. Learn more: https://go.microsoft.com/fwlink/?linkid=870924 Comment: Changed from Waste B48597 to Waste2 B7776.
Note on A578: [Threaded comment] Your version of Excel allows you to read this threaded comment; however, any edits to it will get removed if the file is opened in a newer version of Excel. Learn more: https://go.microsoft.com/fwlink/?linkid=870924 Comment: Incorrect entry: Rs is actually existing C1
Note on B578: [Threaded comment] Your version of Excel allows you to read this threaded comment; however, any edits to it will get removed if the file is opened in a newer version of Excel. Learn more: https://go.microsoft.com/fwlink/?linkid=870924 Comment: Incorrect entry: Rs is actually existing C1
Note on C578: [Threaded comment] Your version of Excel allows you to read this threaded comment; however, any edits to it will get removed if the file is opened in a newer version of Excel. Learn more: https://go.microsoft.com/fwlink/?linkid=870924 Comment: Incorrect entry: R2 is actually existing C1
Note on U581: [Threaded comment] Your version of Excel allows you to read this threaded comment; however, any edits to it will get removed if the file is opened in a newer version of Excel. Learn more: https://go.microsoft.com/fwlink/?linkid=870924 Comment: Changed Spill Level from 1100 mm to 1156 mm. Site resurveyed by AMP7 Project Team.
Note on V581: [Threaded comment] Your version of Excel allows you to read this threaded comment; however, any edits to it will get removed if the file is opened in a newer version of Excel. Learn more: https://go.microsoft.com/fwlink/?linkid=870924 Comment: Changed Pre-Spill Level from 990 mm to 1040 mm. Site resurveyed by AMP7 Project Team.
Note on U592: [Threaded comment] Your version of Excel allows you to read this threaded comment; however, any edits to it will get removed if the file is opened in a newer version of Excel. Learn more: https://go.microsoft.com/fwlink/?linkid=870924 Comment: Updated from 4428 to 4275.
Note on V592: [Threaded comment] Your version of Excel allows you to read this threaded comment; however, any edits to it will get removed if the file is opened in a newer version of Excel. Learn more: https://go.microsoft.com/fwlink/?linkid=870924 Comment: Changed from 4034 mm to 3848 mm. Lewis Thorne updated site survey plate to match PRISM.
Note on C598: [Threaded comment] Your version of Excel allows you to read this threaded comment; however, any edits to it will get removed if the file is opened in a newer version of Excel. Learn more: https://go.microsoft.com/fwlink/?linkid=870924 Comment: more like a CSO/EO
Note on U598: [Threaded comment] Your version of Excel allows you to read this threaded comment; however, any edits to it will get removed if the file is opened in a newer version of Excel. Learn more: https://go.microsoft.com/fwlink/?linkid=870924 Comment: updated from 700mm to 710mm
Note on C599: [Threaded comment] Your version of Excel allows you to read this threaded comment; however, any edits to it will get removed if the file is opened in a newer version of Excel. Learn more: https://go.microsoft.com/fwlink/?linkid=870924 Comment: Think this is 17058
Note on U600: [Threaded comment] Your version of Excel allows you to read this threaded comment; however, any edits to it will get removed if the file is opened in a newer version of Excel. Learn more: https://go.microsoft.com/fwlink/?linkid=870924 Comment: Updated from 270 to 297
Note on V600: [Threaded comment] Your version of Excel allows you to read this threaded comment; however, any edits to it will get removed if the file is opened in a newer version of Excel. Learn more: https://go.microsoft.com/fwlink/?linkid=870924 Comment: Updated from 243 to 267
Note on W600: [Threaded comment] Your version of Excel allows you to read this threaded comment; however, any edits to it will get removed if the file is opened in a newer version of Excel. Learn more: https://go.microsoft.com/fwlink/?linkid=870924 Comment: Updated from Waste E56367 to Waste E97884. Change happened in 2023.
Note on Y600: [Threaded comment] Your version of Excel allows you to read this threaded comment; however, any edits to it will get removed if the file is opened in a newer version of Excel. Learn more: https://go.microsoft.com/fwlink/?linkid=870924 Comment: Signal was probably originally Waste B151731, Now Waste B156235. Change probably happened in 2023.
Note on AA600: [Threaded comment] Your version of Excel allows you to read this threaded comment; however, any edits to it will get removed if the file is opened in a newer version of Excel. Learn more: https://go.microsoft.com/fwlink/?linkid=870924 Comment: Signal was probably originally Waste B151730. Now Waste B156236. Change probably happened in 2023.
Note on AC600: [Threaded comment] Your version of Excel allows you to read this threaded comment; however, any edits to it will get removed if the file is opened in a newer version of Excel. Learn more: https://go.microsoft.com/fwlink/?linkid=870924 Comment: Signal was probably originally Waste B151732, Now Waste B156240. Change probably happened in 2023.
Note on U608: [Threaded comment] Your version of Excel allows you to read this threaded comment; however, any edits to it will get removed if the file is opened in a newer version of Excel. Learn more: https://go.microsoft.com/fwlink/?linkid=870924 Comment: Updated from 170 to 212.
Note on V608: [Threaded comment] Your version of Excel allows you to read this threaded comment; however, any edits to it will get removed if the file is opened in a newer version of Excel. Learn more: https://go.microsoft.com/fwlink/?linkid=870924 Comment: Updated from 153 to 190.8.
Note on W608: [Threaded comment] Your version of Excel allows you to read this threaded comment; however, any edits to it will get removed if the file is opened in a newer version of Excel. Learn more: https://go.microsoft.com/fwlink/?linkid=870924 Comment: Update from E2646 to E99562.
Note on C611: [Threaded comment] Your version of Excel allows you to read this threaded comment; however, any edits to it will get removed if the file is opened in a newer version of Excel. Learn more: https://go.microsoft.com/fwlink/?linkid=870924 Comment: Update PRISM
Note on U611: [Threaded comment] Your version of Excel allows you to read this threaded comment; however, any edits to it will get removed if the file is opened in a newer version of Excel. Learn more: https://go.microsoft.com/fwlink/?linkid=870924 Comment: PRISM AND WATERCORE DISAGREE
Note on E613: [Threaded comment] Your version of Excel allows you to read this threaded comment; however, any edits to it will get removed if the file is opened in a newer version of Excel. Learn more: https://go.microsoft.com/fwlink/?linkid=870924 Comment: SPS
Note on U613: [Threaded comment] Your version of Excel allows you to read this threaded comment; however, any edits to it will get removed if the file is opened in a newer version of Excel. Learn more: https://go.microsoft.com/fwlink/?linkid=870924 Comment: Updated to 3385mm
Note on A616: [Threaded comment] Your version of Excel allows you to read this threaded comment; however, any edits to it will get removed if the file is opened in a newer version of Excel. Learn more: https://go.microsoft.com/fwlink/?linkid=870924 Comment: Changed from 13515S to 13515Z on 18th Feb 2022
Note on B616: [Threaded comment] Your version of Excel allows you to read this threaded comment; however, any edits to it will get removed if the file is opened in a newer version of Excel. Learn more: https://go.microsoft.com/fwlink/?linkid=870924 Comment: Changed from 13515S to 13515Z on 18th Feb 2022
Note on C616: [Threaded comment] Your version of Excel allows you to read this threaded comment; however, any edits to it will get removed if the file is opened in a newer version of Excel. Learn more: https://go.microsoft.com/fwlink/?linkid=870924 Comment: Added "Chamber F"
Note on L616: [Threaded comment] Your version of Excel allows you to read this threaded comment; however, any edits to it will get removed if the file is opened in a newer version of Excel. Learn more: https://go.microsoft.com/fwlink/?linkid=870924 Comment: Changef from SSO to SSO/EO
Note on U616: [Threaded comment] Your version of Excel allows you to read this threaded comment; however, any edits to it will get removed if the file is opened in a newer version of Excel. Learn more: https://go.microsoft.com/fwlink/?linkid=870924 Comment: Updated from 2370 to 1790.
Note on V616: [Threaded comment] Your version of Excel allows you to read this threaded comment; however, any edits to it will get removed if the file is opened in a newer version of Excel. Learn more: https://go.microsoft.com/fwlink/?linkid=870924 Comment: Updated from 2133 to 1611.
Note on Y616: [Threaded comment] Your version of Excel allows you to read this threaded comment; however, any edits to it will get removed if the file is opened in a newer version of Excel. Learn more: https://go.microsoft.com/fwlink/?linkid=870924 Comment: Changed from B29134 to B29124.
Note on AA616: [Threaded comment] Your version of Excel allows you to read this threaded comment; however, any edits to it will get removed if the file is opened in a newer version of Excel. Learn more: https://go.microsoft.com/fwlink/?linkid=870924 Comment: Changed from B29135 to B46870.
Note on AC616: [Threaded comment] Your version of Excel allows you to read this threaded comment; however, any edits to it will get removed if the file is opened in a newer version of Excel. Learn more: https://go.microsoft.com/fwlink/?linkid=870924 Comment: Changed from B29137 to B46871.
Note on Y618: [Threaded comment] Your version of Excel allows you to read this threaded comment; however, any edits to it will get removed if the file is opened in a newer version of Excel. Learn more: https://go.microsoft.com/fwlink/?linkid=870924 Comment: Changed from N/A to Waste B61444.
Note on AA618: [Threaded comment] Your version of Excel allows you to read this threaded comment; however, any edits to it will get removed if the file is opened in a newer version of Excel. Learn more: https://go.microsoft.com/fwlink/?linkid=870924 Comment: May previously have been Waste B61445. Since deleted/made Spare.
Note on AC618: [Threaded comment] Your version of Excel allows you to read this threaded comment; however, any edits to it will get removed if the file is opened in a newer version of Excel. Learn more: https://go.microsoft.com/fwlink/?linkid=870924 Comment: Changed from N/A to Waste B61446.
Note on U619: [Threaded comment] Your version of Excel allows you to read this threaded comment; however, any edits to it will get removed if the file is opened in a newer version of Excel. Learn more: https://go.microsoft.com/fwlink/?linkid=870924 Comment: Changed from 2250mm to 2620mm on 5th Jan 2023. Reply: Changed Spill Level back from 2620 mm to 2250 on 31st May 2024. The blanking distance was incorrect.
Note on V619: [Threaded comment] Your version of Excel allows you to read this threaded comment; however, any edits to it will get removed if the file is opened in a newer version of Excel. Learn more: https://go.microsoft.com/fwlink/?linkid=870924 Comment: Changed from 2025 mm to 2358 mm on 5th Jan 2023. Reply: Changed Pre-Spill Level back from 2358 mm to 2025 on 31st May 2024. The blanking distance was incorrect.
Note on A620: [Threaded comment] Your version of Excel allows you to read this threaded comment; however, any edits to it will get removed if the file is opened in a newer version of Excel. Learn more: https://go.microsoft.com/fwlink/?linkid=870924 Comment: Update in ID from 15413 to 13639
Note on B620: [Threaded comment] Your version of Excel allows you to read this threaded comment; however, any edits to it will get removed if the file is opened in a newer version of Excel. Learn more: https://go.microsoft.com/fwlink/?linkid=870924 Comment: Update in ID from 15413 to 13639
Note on AG622: [Threaded comment] Your version of Excel allows you to read this threaded comment; however, any edits to it will get removed if the file is opened in a newer version of Excel. Learn more: https://go.microsoft.com/fwlink/?linkid=870924 Comment: Changed to 33704
Note on A623: [Threaded comment] Your version of Excel allows you to read this threaded comment; however, any edits to it will get removed if the file is opened in a newer version of Excel. Learn more: https://go.microsoft.com/fwlink/?linkid=870924 Comment: Updated from C to X (unpermitted)
Note on B623: [Threaded comment] Your version of Excel allows you to read this threaded comment; however, any edits to it will get removed if the file is opened in a newer version of Excel. Learn more: https://go.microsoft.com/fwlink/?linkid=870924 Comment: Updated from C to X (unpermitted)
Note on C624: [Threaded comment] Your version of Excel allows you to read this threaded comment; however, any edits to it will get removed if the file is opened in a newer version of Excel. Learn more: https://go.microsoft.com/fwlink/?linkid=870924 Comment: No dates for installation but in AMP7 tracker
Note on A626: [Threaded comment] Your version of Excel allows you to read this threaded comment; however, any edits to it will get removed if the file is opened in a newer version of Excel. Learn more: https://go.microsoft.com/fwlink/?linkid=870924 Comment: Updated from C to X (unpermitted) Reply: Changed Permit Reference from X to C; information from Dave Penn.
Note on B626: [Threaded comment] Your version of Excel allows you to read this threaded comment; however, any edits to it will get removed if the file is opened in a newer version of Excel. Learn more: https://go.microsoft.com/fwlink/?linkid=870924 Comment: Updated from C to X (unpermitted) Reply: Changed Permit Reference from X to C; information from Dave Penn.
Note on K633: [Threaded comment] Your version of Excel allows you to read this threaded comment; however, any edits to it will get removed if the file is opened in a newer version of Excel. Learn more: https://go.microsoft.com/fwlink/?linkid=870924 Comment: Added "gravity"
Note on Y634: [Threaded comment] Your version of Excel allows you to read this threaded comment; however, any edits to it will get removed if the file is opened in a newer version of Excel. Learn more: https://go.microsoft.com/fwlink/?linkid=870924 Comment: Corrected Pump RS signal references: Pump 1 RS: B46706 --> B46754 Pump 2 RS: B46707 --> B46755 EW, 4th Nov 2021 Reply: New single EDM Pumped Spill alarm - Waste B46712. Old alarms removed: Pump 1 RS: B46754 Pump 2 RS: B46755
Note on AA634: [Threaded comment] Your version of Excel allows you to read this threaded comment; however, any edits to it will get removed if the file is opened in a newer version of Excel. Learn more: https://go.microsoft.com/fwlink/?linkid=870924 Comment: Previously: Waste. Changed on 4th Nov 21; signal referenced was Storm Sump HI alarm
Note on AB634: [Threaded comment] Your version of Excel allows you to read this threaded comment; however, any edits to it will get removed if the file is opened in a newer version of Excel. Learn more: https://go.microsoft.com/fwlink/?linkid=870924 Comment: Previously: B46692. Changed on 4th Nov 21; signal referenced was Storm Sump HI alarm
Note on K636: [Threaded comment] Your version of Excel allows you to read this threaded comment; however, any edits to it will get removed if the file is opened in a newer version of Excel. Learn more: https://go.microsoft.com/fwlink/?linkid=870924 Comment: Added "gravity"
Note on Y637: [Threaded comment] Your version of Excel allows you to read this threaded comment; however, any edits to it will get removed if the file is opened in a newer version of Excel. Learn more: https://go.microsoft.com/fwlink/?linkid=870924 Comment: Single EDM Pumped Spill to Env alarm created replacing Pump 1 RS: B65245 Pump 2 RS: B65246. New alarm is Waste B65264.
Note on K640: [Threaded comment] Your version of Excel allows you to read this threaded comment; however, any edits to it will get removed if the file is opened in a newer version of Excel. Learn more: https://go.microsoft.com/fwlink/?linkid=870924 Comment: Added "gravity"
Note on K650: [Threaded comment] Your version of Excel allows you to read this threaded comment; however, any edits to it will get removed if the file is opened in a newer version of Excel. Learn more: https://go.microsoft.com/fwlink/?linkid=870924 Comment: Added "gravity"
Note on W651: [Threaded comment] Your version of Excel allows you to read this threaded comment; however, any edits to it will get removed if the file is opened in a newer version of Excel. Learn more: https://go.microsoft.com/fwlink/?linkid=870924 Comment: Updated from E5573 to E6285
Note on X651: [Threaded comment] Your version of Excel allows you to read this threaded comment; however, any edits to it will get removed if the file is opened in a newer version of Excel. Learn more: https://go.microsoft.com/fwlink/?linkid=870924 Comment: Updated server
Note on Y651: [Threaded comment] Your version of Excel allows you to read this threaded comment; however, any edits to it will get removed if the file is opened in a newer version of Excel. Learn more: https://go.microsoft.com/fwlink/?linkid=870924 Comment: Updated from B27834 to B6216
Note on Z651: [Threaded comment] Your version of Excel allows you to read this threaded comment; however, any edits to it will get removed if the file is opened in a newer version of Excel. Learn more: https://go.microsoft.com/fwlink/?linkid=870924 Comment: Updated server
Note on AA651: [Threaded comment] Your version of Excel allows you to read this threaded comment; however, any edits to it will get removed if the file is opened in a newer version of Excel. Learn more: https://go.microsoft.com/fwlink/?linkid=870924 Comment: Updated from B27833 to B6251
Note on AB651: [Threaded comment] Your version of Excel allows you to read this threaded comment; however, any edits to it will get removed if the file is opened in a newer version of Excel. Learn more: https://go.microsoft.com/fwlink/?linkid=870924 Comment: Updated server
Note on AC651: [Threaded comment] Your version of Excel allows you to read this threaded comment; however, any edits to it will get removed if the file is opened in a newer version of Excel. Learn more: https://go.microsoft.com/fwlink/?linkid=870924 Comment: Updated from B27835 to B6218
Note on AD651: [Threaded comment] Your version of Excel allows you to read this threaded comment; however, any edits to it will get removed if the file is opened in a newer version of Excel. Learn more: https://go.microsoft.com/fwlink/?linkid=870924 Comment: Updated server
Note on K658: [Threaded comment] Your version of Excel allows you to read this threaded comment; however, any edits to it will get removed if the file is opened in a newer version of Excel. Learn more: https://go.microsoft.com/fwlink/?linkid=870924 Comment: Added "gravity"
Note on U660: [Threaded comment] Your version of Excel allows you to read this threaded comment; however, any edits to it will get removed if the file is opened in a newer version of Excel. Learn more: https://go.microsoft.com/fwlink/?linkid=870924 Comment: Updated from 1780 to 1420. Reply: Flow Measurement Team resurveyed site on 27th June 2023.
Note on V660: [Threaded comment] Your version of Excel allows you to read this threaded comment; however, any edits to it will get removed if the file is opened in a newer version of Excel. Learn more: https://go.microsoft.com/fwlink/?linkid=870924 Comment: Pre-Spill Level changed from 1602mm to 1278 mm after a resurvey by the Flow Compliance Team.
Note on AA660: [Threaded comment] Your version of Excel allows you to read this threaded comment; however, any edits to it will get removed if the file is opened in a newer version of Excel. Learn more: https://go.microsoft.com/fwlink/?linkid=870924 Comment: PRE-SPILL ADDED FROM AMP7 INSTALLATION, USING SAME ANALOGUE AS EO
Note on AC660: [Threaded comment] Your version of Excel allows you to read this threaded comment; however, any edits to it will get removed if the file is opened in a newer version of Excel. Learn more: https://go.microsoft.com/fwlink/?linkid=870924 Comment: LOE ADDED FROM AMP7 INSTALLATION, USING SAME ANALOGUE AS EO
Note on K662: [Threaded comment] Your version of Excel allows you to read this threaded comment; however, any edits to it will get removed if the file is opened in a newer version of Excel. Learn more: https://go.microsoft.com/fwlink/?linkid=870924 Comment: Added "gravity"
Note on C665: [Threaded comment] Your version of Excel allows you to read this threaded comment; however, any edits to it will get removed if the file is opened in a newer version of Excel. Learn more: https://go.microsoft.com/fwlink/?linkid=870924 Comment: Added Emergency overflow tank
Note on W666: [Threaded comment] Your version of Excel allows you to read this threaded comment; however, any edits to it will get removed if the file is opened in a newer version of Excel. Learn more: https://go.microsoft.com/fwlink/?linkid=870924 Comment: Storm well
Note on K667: [Threaded comment] Your version of Excel allows you to read this threaded comment; however, any edits to it will get removed if the file is opened in a newer version of Excel. Learn more: https://go.microsoft.com/fwlink/?linkid=870924 Comment: Added "gravity"
Note on C671: [Threaded comment] Your version of Excel allows you to read this threaded comment; however, any edits to it will get removed if the file is opened in a newer version of Excel. Learn more: https://go.microsoft.com/fwlink/?linkid=870924 Comment: Corrected name from "RADSTOCK STOKE HILL SPS" to ' STOKE ST MICHAEL - STOKE HILL SPS'.
Note on Y671: [Threaded comment] Your version of Excel allows you to read this threaded comment; however, any edits to it will get removed if the file is opened in a newer version of Excel. Learn more: https://go.microsoft.com/fwlink/?linkid=870924 Comment: Changed from B2258 to B22582 on 29/09/23.
Note on K672: [Threaded comment] Your version of Excel allows you to read this threaded comment; however, any edits to it will get removed if the file is opened in a newer version of Excel. Learn more: https://go.microsoft.com/fwlink/?linkid=870924 Comment: Added "gravity"
Note on U675: [Threaded comment] Your version of Excel allows you to read this threaded comment; however, any edits to it will get removed if the file is opened in a newer version of Excel. Learn more: https://go.microsoft.com/fwlink/?linkid=870924 Comment: Updated from 1336 to 1136.
Note on U677: [Threaded comment] Your version of Excel allows you to read this threaded comment; however, any edits to it will get removed if the file is opened in a newer version of Excel. Learn more: https://go.microsoft.com/fwlink/?linkid=870924 Comment: Changed Spill Level from 2160 mm to 2155 mm. Flow Measurement resurveyed site on 20th Feb 2024. Paul Simcox changed set-points in July 2024.
Note on V677: [Threaded comment] Your version of Excel allows you to read this threaded comment; however, any edits to it will get removed if the file is opened in a newer version of Excel. Learn more: https://go.microsoft.com/fwlink/?linkid=870924 Comment: Changed Pre-Spill Level from 1944 mm to 1940 mm. Flow Measurement resurveyed site on 20th Feb 2024. Paul Simcox changed set-points in July 2024.
Note on K678: [Threaded comment] Your version of Excel allows you to read this threaded comment; however, any edits to it will get removed if the file is opened in a newer version of Excel. Learn more: https://go.microsoft.com/fwlink/?linkid=870924 Comment: Added "gravity"
Note on K681: [Threaded comment] Your version of Excel allows you to read this threaded comment; however, any edits to it will get removed if the file is opened in a newer version of Excel. Learn more: https://go.microsoft.com/fwlink/?linkid=870924 Comment: Added "gravity"
Note on U683: [Threaded comment] Your version of Excel allows you to read this threaded comment; however, any edits to it will get removed if the file is opened in a newer version of Excel. Learn more: https://go.microsoft.com/fwlink/?linkid=870924 Comment: Changed from 100 to 200mm on 9th Aug 2022. Physical change April 2020.
Note on V683: [Threaded comment] Your version of Excel allows you to read this threaded comment; however, any edits to it will get removed if the file is opened in a newer version of Excel. Learn more: https://go.microsoft.com/fwlink/?linkid=870924 Comment: Changed from 90 to 190mm on 9th Aug 2022. Physical change April 2020.
Note on C688: [Threaded comment] Your version of Excel allows you to read this threaded comment; however, any edits to it will get removed if the file is opened in a newer version of Excel. Learn more: https://go.microsoft.com/fwlink/?linkid=870924 Comment: [MH: 13th April 2023] - No dates for installation but in AMP7 tracker.
Note on K688: [Threaded comment] Your version of Excel allows you to read this threaded comment; however, any edits to it will get removed if the file is opened in a newer version of Excel. Learn more: https://go.microsoft.com/fwlink/?linkid=870924 Comment: Added "gravity"
Note on U688: [Threaded comment] Your version of Excel allows you to read this threaded comment; however, any edits to it will get removed if the file is opened in a newer version of Excel. Learn more: https://go.microsoft.com/fwlink/?linkid=870924 Comment: Monitoring moved to Inlet Chamber on 5th Feb 2024. Previous Spill Level was 2140 mm, now 1309 mm in Inlet Chamber.
Note on V688: [Threaded comment] Your version of Excel allows you to read this threaded comment; however, any edits to it will get removed if the file is opened in a newer version of Excel. Learn more: https://go.microsoft.com/fwlink/?linkid=870924 Comment: Monitoring moved to Inlet Chamber on 5th Feb 2024. Previous Pre Spill Level was 1926 mm, now 1178 mm in Inlet Chamber.
Note on Y690: [Threaded comment] Your version of Excel allows you to read this threaded comment; however, any edits to it will get removed if the file is opened in a newer version of Excel. Learn more: https://go.microsoft.com/fwlink/?linkid=870924 Comment: New common pumped alarm Waste B82483. This replaces Waste B80553 OR B80556 OR B80557 OR B80558.
Note on Y697: [Threaded comment] Your version of Excel allows you to read this threaded comment; however, any edits to it will get removed if the file is opened in a newer version of Excel. Learn more: https://go.microsoft.com/fwlink/?linkid=870924 Comment: Common EDM Pumped Spill to Env alarm (Waste B80247) replacing individual alarms: Pump 1 RS: B80232 Pump 2 RS: B80233
Note on Y699: [Threaded comment] Your version of Excel allows you to read this threaded comment; however, any edits to it will get removed if the file is opened in a newer version of Excel. Learn more: https://go.microsoft.com/fwlink/?linkid=870924 Comment: New common EDM Pumped Spill to Env alarm (Waste B124802) replaced individual Pump RS alarms: Pump 1 RS: B124865 Pump 2 RS: B124867
Note on A700: [Threaded comment] Your version of Excel allows you to read this threaded comment; however, any edits to it will get removed if the file is opened in a newer version of Excel. Learn more: https://go.microsoft.com/fwlink/?linkid=870924 Comment: Data from 14192E2 (Spill Level) appears to be correct. 14192E1 appears to have a Spill Level that is sat too high. Reply: Changed Permit Reference from E to B; information from Dave Penn.
Note on B700: [Threaded comment] Your version of Excel allows you to read this threaded comment; however, any edits to it will get removed if the file is opened in a newer version of Excel. Learn more: https://go.microsoft.com/fwlink/?linkid=870924 Comment: Data from 14192E2 (Spill Level) appears to be correct. 14192E1 appears to have a Spill Level that is sat too high. Reply: Changed Permit Reference from E to B; information from Dave Penn.
Note on C700: [Threaded comment] Your version of Excel allows you to read this threaded comment; however, any edits to it will get removed if the file is opened in a newer version of Excel. Learn more: https://go.microsoft.com/fwlink/?linkid=870924 Comment: Clarified EO EDM
Note on A701: [Threaded comment] Your version of Excel allows you to read this threaded comment; however, any edits to it will get removed if the file is opened in a newer version of Excel. Learn more: https://go.microsoft.com/fwlink/?linkid=870924 Comment: Changed Permit Reference from E to B; information from Dave Penn.
Note on B701: [Threaded comment] Your version of Excel allows you to read this threaded comment; however, any edits to it will get removed if the file is opened in a newer version of Excel. Learn more: https://go.microsoft.com/fwlink/?linkid=870924 Comment: Changed Permit Reference from E to B; information from Dave Penn.
Note on C701: [Threaded comment] Your version of Excel allows you to read this threaded comment; however, any edits to it will get removed if the file is opened in a newer version of Excel. Learn more: https://go.microsoft.com/fwlink/?linkid=870924 Comment: Clarified SUMP EDM
Note on U702: [Threaded comment] Your version of Excel allows you to read this threaded comment; however, any edits to it will get removed if the file is opened in a newer version of Excel. Learn more: https://go.microsoft.com/fwlink/?linkid=870924 Comment: Updated from 3215mm to 3125mm
Note on W702: [Threaded comment] Your version of Excel allows you to read this threaded comment; however, any edits to it will get removed if the file is opened in a newer version of Excel. Learn more: https://go.microsoft.com/fwlink/?linkid=870924 Comment: Changed from E4516 to E7199 on 3rd Dec 21
Note on X702: [Threaded comment] Your version of Excel allows you to read this threaded comment; however, any edits to it will get removed if the file is opened in a newer version of Excel. Learn more: https://go.microsoft.com/fwlink/?linkid=870924 Comment: Changed from waste to waste2 on 3rd Dec 21 Reply: Changed from waste to waste2 on 29/09/23
Note on Y702: [Threaded comment] Your version of Excel allows you to read this threaded comment; however, any edits to it will get removed if the file is opened in a newer version of Excel. Learn more: https://go.microsoft.com/fwlink/?linkid=870924 Comment: Changed from B26255 (waste) to B8449 (waste2) on 3rd Dec 21
Note on AA702: [Threaded comment] Your version of Excel allows you to read this threaded comment; however, any edits to it will get removed if the file is opened in a newer version of Excel. Learn more: https://go.microsoft.com/fwlink/?linkid=870924 Comment: Changed from B26257 (waste) to B8448 (waste2) on 3rd Dec 21
Note on AC702: [Threaded comment] Your version of Excel allows you to read this threaded comment; however, any edits to it will get removed if the file is opened in a newer version of Excel. Learn more: https://go.microsoft.com/fwlink/?linkid=870924 Comment: Changed from B26258 (waste) to B8445 (waste2) on 3rd Dec 21
Note on A710: [Threaded comment] Your version of Excel allows you to read this threaded comment; however, any edits to it will get removed if the file is opened in a newer version of Excel. Learn more: https://go.microsoft.com/fwlink/?linkid=870924 Comment: Updated from C to X (unpermitted) Reply: Changed Permit Reference from X to C; information from Dave Penn.
Note on B710: [Threaded comment] Your version of Excel allows you to read this threaded comment; however, any edits to it will get removed if the file is opened in a newer version of Excel. Learn more: https://go.microsoft.com/fwlink/?linkid=870924 Comment: Updated from C to X (unpermitted) Reply: Changed Permit Reference from X to C; information from Dave Penn.
Note on K710: [Threaded comment] Your version of Excel allows you to read this threaded comment; however, any edits to it will get removed if the file is opened in a newer version of Excel. Learn more: https://go.microsoft.com/fwlink/?linkid=870924 Comment: Added "gravity"
Note on K712: [Threaded comment] Your version of Excel allows you to read this threaded comment; however, any edits to it will get removed if the file is opened in a newer version of Excel. Learn more: https://go.microsoft.com/fwlink/?linkid=870924 Comment: Added "gravity"
Note on U713: [Threaded comment] Your version of Excel allows you to read this threaded comment; however, any edits to it will get removed if the file is opened in a newer version of Excel. Learn more: https://go.microsoft.com/fwlink/?linkid=870924 Comment: Changed from 2350 mm to 2335 mm. Unclear when the change was made (MON3 work?) but informed of change on 7th May 2024.
Note on V713: [Threaded comment] Your version of Excel allows you to read this threaded comment; however, any edits to it will get removed if the file is opened in a newer version of Excel. Learn more: https://go.microsoft.com/fwlink/?linkid=870924 Comment: Changed from 2115 mm to 2102 mm. Informed of change to Spill Level on 7th May 2024.
Note on AA713: [Threaded comment] Your version of Excel allows you to read this threaded comment; however, any edits to it will get removed if the file is opened in a newer version of Excel. Learn more: https://go.microsoft.com/fwlink/?linkid=870924 Comment: Changed from Waste B84494 to N/A on 8th May 2024.
Note on K716: [Threaded comment] Your version of Excel allows you to read this threaded comment; however, any edits to it will get removed if the file is opened in a newer version of Excel. Learn more: https://go.microsoft.com/fwlink/?linkid=870924 Comment: Added "gravity"
Note on K717: [Threaded comment] Your version of Excel allows you to read this threaded comment; however, any edits to it will get removed if the file is opened in a newer version of Excel. Learn more: https://go.microsoft.com/fwlink/?linkid=870924 Comment: Added "gravity"
Note on K719: [Threaded comment] Your version of Excel allows you to read this threaded comment; however, any edits to it will get removed if the file is opened in a newer version of Excel. Learn more: https://go.microsoft.com/fwlink/?linkid=870924 Comment: Added "gravity"
Note on X720: [Threaded comment] Your version of Excel allows you to read this threaded comment; however, any edits to it will get removed if the file is opened in a newer version of Excel. Learn more: https://go.microsoft.com/fwlink/?linkid=870924 Comment: Changed from waste to waste2 on 29/09/23.
Note on S722: [Threaded comment] Your version of Excel allows you to read this threaded comment; however, any edits to it will get removed if the file is opened in a newer version of Excel. Learn more: https://go.microsoft.com/fwlink/?linkid=870924 Comment: AMP7 Revisit.
Note on U722: [Threaded comment] Your version of Excel allows you to read this threaded comment; however, any edits to it will get removed if the file is opened in a newer version of Excel. Learn more: https://go.microsoft.com/fwlink/?linkid=870924 Comment: Changed Spill Level from 3093 mm to 3037 mm. AMP7 Work?
Note on V722: [Threaded comment] Your version of Excel allows you to read this threaded comment; however, any edits to it will get removed if the file is opened in a newer version of Excel. Learn more: https://go.microsoft.com/fwlink/?linkid=870924 Comment: Changed Pre-Spill Level from 2784 mm to 2733 mm. AMP7 Work?
Note on W722: [Threaded comment] Your version of Excel allows you to read this threaded comment; however, any edits to it will get removed if the file is opened in a newer version of Excel. Learn more: https://go.microsoft.com/fwlink/?linkid=870924 Comment: Changed from Waste E50610 to Waste E50608.
Note on Y722: [Threaded comment] Your version of Excel allows you to read this threaded comment; however, any edits to it will get removed if the file is opened in a newer version of Excel. Learn more: https://go.microsoft.com/fwlink/?linkid=870924 Comment: Changed from Waste B132425 to Waste B132420.
Note on AA722: [Threaded comment] Your version of Excel allows you to read this threaded comment; however, any edits to it will get removed if the file is opened in a newer version of Excel. Learn more: https://go.microsoft.com/fwlink/?linkid=870924 Comment: Changed from Waste B132426 to N/A.
Note on AC722: [Threaded comment] Your version of Excel allows you to read this threaded comment; however, any edits to it will get removed if the file is opened in a newer version of Excel. Learn more: https://go.microsoft.com/fwlink/?linkid=870924 Comment: Changed from N/A to Waste E132421.
Note on U724: [Threaded comment] Your version of Excel allows you to read this threaded comment; however, any edits to it will get removed if the file is opened in a newer version of Excel. Learn more: https://go.microsoft.com/fwlink/?linkid=870924 Comment: Update from 2134mm to 2130mm
Note on K729: [Threaded comment] Your version of Excel allows you to read this threaded comment; however, any edits to it will get removed if the file is opened in a newer version of Excel. Learn more: https://go.microsoft.com/fwlink/?linkid=870924 Comment: Added "gravity"
Note on W731: [Threaded comment] Your version of Excel allows you to read this threaded comment; however, any edits to it will get removed if the file is opened in a newer version of Excel. Learn more: https://go.microsoft.com/fwlink/?linkid=870924 Comment: Changed from Waste E13948 to Waste E13947 on 20th Oct 2023. Probably due to S2000 upgrade.
Note on K732: [Threaded comment] Your version of Excel allows you to read this threaded comment; however, any edits to it will get removed if the file is opened in a newer version of Excel. Learn more: https://go.microsoft.com/fwlink/?linkid=870924 Comment: Added "gravity"
Note on K736: [Threaded comment] Your version of Excel allows you to read this threaded comment; however, any edits to it will get removed if the file is opened in a newer version of Excel. Learn more: https://go.microsoft.com/fwlink/?linkid=870924 Comment: Added "gravity"
Note on K737: [Threaded comment] Your version of Excel allows you to read this threaded comment; however, any edits to it will get removed if the file is opened in a newer version of Excel. Learn more: https://go.microsoft.com/fwlink/?linkid=870924 Comment: Added "gravity"
Note on K740: [Threaded comment] Your version of Excel allows you to read this threaded comment; however, any edits to it will get removed if the file is opened in a newer version of Excel. Learn more: https://go.microsoft.com/fwlink/?linkid=870924 Comment: Added "gravity"
Note on K741: [Threaded comment] Your version of Excel allows you to read this threaded comment; however, any edits to it will get removed if the file is opened in a newer version of Excel. Learn more: https://go.microsoft.com/fwlink/?linkid=870924 Comment: Added "gravity"
Note on A745: [Threaded comment] Your version of Excel allows you to read this threaded comment; however, any edits to it will get removed if the file is opened in a newer version of Excel. Learn more: https://go.microsoft.com/fwlink/?linkid=870924 Comment: Changed to E
Note on B745: [Threaded comment] Your version of Excel allows you to read this threaded comment; however, any edits to it will get removed if the file is opened in a newer version of Excel. Learn more: https://go.microsoft.com/fwlink/?linkid=870924 Comment: Changed to E
Note on K745: [Threaded comment] Your version of Excel allows you to read this threaded comment; however, any edits to it will get removed if the file is opened in a newer version of Excel. Learn more: https://go.microsoft.com/fwlink/?linkid=870924 Comment: Added "gravity"
Note on U747: [Threaded comment] Your version of Excel allows you to read this threaded comment; however, any edits to it will get removed if the file is opened in a newer version of Excel. Learn more: https://go.microsoft.com/fwlink/?linkid=870924 Comment: Changed Spill Level from 1170 to 790 mm. Utilitec remeasured this on 19th Jul 2023 and this was confirmed on 16th Apr 2024.
Note on V747: [Threaded comment] Your version of Excel allows you to read this threaded comment; however, any edits to it will get removed if the file is opened in a newer version of Excel. Learn more: https://go.microsoft.com/fwlink/?linkid=870924 Comment: Changed Pre-Spill Level from 1053 to 711 mm. Utilitec remeasured this on 19th Jul 2023 and this was confirmed on 16th Apr 2024.
Note on W749: [Threaded comment] Your version of Excel allows you to read this threaded comment; however, any edits to it will get removed if the file is opened in a newer version of Excel. Learn more: https://go.microsoft.com/fwlink/?linkid=870924 Comment: Updated from E19317 to E25348
Note on U752: [Threaded comment] Your version of Excel allows you to read this threaded comment; however, any edits to it will get removed if the file is opened in a newer version of Excel. Learn more: https://go.microsoft.com/fwlink/?linkid=870924 Comment: Changed Spill Level from 660 mm to 600mm. No other reference to 660 mm anywhere else so this appears to have been a typo.
Note on U757: [Threaded comment] Your version of Excel allows you to read this threaded comment; however, any edits to it will get removed if the file is opened in a newer version of Excel. Learn more: https://go.microsoft.com/fwlink/?linkid=870924 Comment: Updated from 4140 to 4233. Reply: Site was resurveyed by Flow Measurement Team on 29th June 2023.
Note on V757: [Threaded comment] Your version of Excel allows you to read this threaded comment; however, any edits to it will get removed if the file is opened in a newer version of Excel. Learn more: https://go.microsoft.com/fwlink/?linkid=870924 Comment: Site was resurveyed by Flow Measurement Team on 29th June 2023. Pre-Spill Level changed from 3726 mm to 3810 mm.
Note on C758: [Threaded comment] Your version of Excel allows you to read this threaded comment; however, any edits to it will get removed if the file is opened in a newer version of Excel. Learn more: https://go.microsoft.com/fwlink/?linkid=870924 Comment: Clarified that this is EO
Note on C759: [Threaded comment] Your version of Excel allows you to read this threaded comment; however, any edits to it will get removed if the file is opened in a newer version of Excel. Learn more: https://go.microsoft.com/fwlink/?linkid=870924 Comment: Clarified that this is Sump
Note on U761: [Threaded comment] Your version of Excel allows you to read this threaded comment; however, any edits to it will get removed if the file is opened in a newer version of Excel. Learn more: https://go.microsoft.com/fwlink/?linkid=870924 Comment: Updated from 2790 to 3160. Reply: Resurveyed by Flow Measurement Team on 28th June 2023.
Note on V761: [Threaded comment] Your version of Excel allows you to read this threaded comment; however, any edits to it will get removed if the file is opened in a newer version of Excel. Learn more: https://go.microsoft.com/fwlink/?linkid=870924 Comment: Updated from 2511 to 2844. Reply: Resurveyed by Flow Measurement Team on 28th June 2023.
Note on U762: [Threaded comment] Your version of Excel allows you to read this threaded comment; however, any edits to it will get removed if the file is opened in a newer version of Excel. Learn more: https://go.microsoft.com/fwlink/?linkid=870924 Comment: Spill Level changed from 482 mm (actually 473mm) to 450mm.
Note on V762: [Threaded comment] Your version of Excel allows you to read this threaded comment; however, any edits to it will get removed if the file is opened in a newer version of Excel. Learn more: https://go.microsoft.com/fwlink/?linkid=870924 Comment: Spill Level changed from 434 mm (actually 425mm) to 405 mm.
Note on K764: [Threaded comment] Your version of Excel allows you to read this threaded comment; however, any edits to it will get removed if the file is opened in a newer version of Excel. Learn more: https://go.microsoft.com/fwlink/?linkid=870924 Comment: Added "gravity"
Note on K768: [Threaded comment] Your version of Excel allows you to read this threaded comment; however, any edits to it will get removed if the file is opened in a newer version of Excel. Learn more: https://go.microsoft.com/fwlink/?linkid=870924 Comment: Added "gravity"
Note on L773: [Threaded comment] Your version of Excel allows you to read this threaded comment; however, any edits to it will get removed if the file is opened in a newer version of Excel. Learn more: https://go.microsoft.com/fwlink/?linkid=870924 Comment: Changed from Storm Overflow to Settled Storm Overflow
Note on U773: [Threaded comment] Your version of Excel allows you to read this threaded comment; however, any edits to it will get removed if the file is opened in a newer version of Excel. Learn more: https://go.microsoft.com/fwlink/?linkid=870924 Comment: Updated from 3630 to 610.
Note on V773: [Threaded comment] Your version of Excel allows you to read this threaded comment; however, any edits to it will get removed if the file is opened in a newer version of Excel. Learn more: https://go.microsoft.com/fwlink/?linkid=870924 Comment: Updated from 3267 to 549.
Note on W773: [Threaded comment] Your version of Excel allows you to read this threaded comment; however, any edits to it will get removed if the file is opened in a newer version of Excel. Learn more: https://go.microsoft.com/fwlink/?linkid=870924 Comment: Updated from E3574 to E39274.
Note on Y773: [Threaded comment] Your version of Excel allows you to read this threaded comment; however, any edits to it will get removed if the file is opened in a newer version of Excel. Learn more: https://go.microsoft.com/fwlink/?linkid=870924 Comment: Updated from B85806 to B130755.
Note on AA773: [Threaded comment] Your version of Excel allows you to read this threaded comment; however, any edits to it will get removed if the file is opened in a newer version of Excel. Learn more: https://go.microsoft.com/fwlink/?linkid=870924 Comment: Updated from B85810 to B130754.
Note on AC773: [Threaded comment] Your version of Excel allows you to read this threaded comment; however, any edits to it will get removed if the file is opened in a newer version of Excel. Learn more: https://go.microsoft.com/fwlink/?linkid=870924 Comment: Updated from B85808 to B130756.
Note on C777: [Threaded comment] Your version of Excel allows you to read this threaded comment; however, any edits to it will get removed if the file is opened in a newer version of Excel. Learn more: https://go.microsoft.com/fwlink/?linkid=870924 Comment: Review
Note on G778: [Threaded comment] Your version of Excel allows you to read this threaded comment; however, any edits to it will get removed if the file is opened in a newer version of Excel. Learn more: https://go.microsoft.com/fwlink/?linkid=870924 Comment: Changed from South to West on 3rd Mar 2022
Note on U780: [Threaded comment] Your version of Excel allows you to read this threaded comment; however, any edits to it will get removed if the file is opened in a newer version of Excel. Learn more: https://go.microsoft.com/fwlink/?linkid=870924 Comment: Changed Spill Level from 2800 mm to 3425 mm (previous setting was 2920 mm?). Resurveyed by Flow Measurement Team on 27th Feb 2024; Paul Simcox changed set points in July 2024.
Note on V780: [Threaded comment] Your version of Excel allows you to read this threaded comment; however, any edits to it will get removed if the file is opened in a newer version of Excel. Learn more: https://go.microsoft.com/fwlink/?linkid=870924 Comment: Changed Pre-Spill Level from 2520 mm to 3083 mm (previous setting was 2920 mm?). Resurveyed by Flow Measurement Team on 27th Feb 2024; Paul Simcox changed set points in July 2024.
Note on Y782: [Threaded comment] Your version of Excel allows you to read this threaded comment; however, any edits to it will get removed if the file is opened in a newer version of Excel. Learn more: https://go.microsoft.com/fwlink/?linkid=870924 Comment: Single EDM Pumped Spill to Env alarm (Waste B136487 ) replaced individual Storm Pump RS alarms: B136494 B136498 B136502
Note on U789: [Threaded comment] Your version of Excel allows you to read this threaded comment; however, any edits to it will get removed if the file is opened in a newer version of Excel. Learn more: https://go.microsoft.com/fwlink/?linkid=870924 Comment: Changed Spill Level from 3200 mm to 3166 mm. Flow Measurement resurveyed site on 22nd Feb 2024 and Paul Simcox updated set-points in July 2024.
Note on V789: [Threaded comment] Your version of Excel allows you to read this threaded comment; however, any edits to it will get removed if the file is opened in a newer version of Excel. Learn more: https://go.microsoft.com/fwlink/?linkid=870924 Comment: Changed Pre-Spill Level from 2880 mm to 2849 mm. Flow Measurement resurveyed site on 22nd Feb 2024 and Paul Simcox updated set-points in July 2024.
Note on K791: [Threaded comment] Your version of Excel allows you to read this threaded comment; however, any edits to it will get removed if the file is opened in a newer version of Excel. Learn more: https://go.microsoft.com/fwlink/?linkid=870924 Comment: Added "gravity"
Note on K794: [Threaded comment] Your version of Excel allows you to read this threaded comment; however, any edits to it will get removed if the file is opened in a newer version of Excel. Learn more: https://go.microsoft.com/fwlink/?linkid=870924 Comment: Added "gravity"
Note on K796: [Threaded comment] Your version of Excel allows you to read this threaded comment; however, any edits to it will get removed if the file is opened in a newer version of Excel. Learn more: https://go.microsoft.com/fwlink/?linkid=870924 Comment: Added "gravity"
Note on U797: [Threaded comment] Your version of Excel allows you to read this threaded comment; however, any edits to it will get removed if the file is opened in a newer version of Excel. Learn more: https://go.microsoft.com/fwlink/?linkid=870924 Comment: Updated from 4525mm to 4960mm
Note on U799: [Threaded comment] Your version of Excel allows you to read this threaded comment; however, any edits to it will get removed if the file is opened in a newer version of Excel. Learn more: https://go.microsoft.com/fwlink/?linkid=870924 Comment: Change Spill Level from 3360 mm to 3385 mm. Flow Measurement Team resurveyed site on 29th Feb 2024.
Note on V799: [Threaded comment] Your version of Excel allows you to read this threaded comment; however, any edits to it will get removed if the file is opened in a newer version of Excel. Learn more: https://go.microsoft.com/fwlink/?linkid=870924 Comment: Change Pre-Spill Level from 3024 mm to 3047 mm. Flow Measurement Team resurveyed site on 29th Feb 2024.
Note on U800: [Threaded comment] Your version of Excel allows you to read this threaded comment; however, any edits to it will get removed if the file is opened in a newer version of Excel. Learn more: https://go.microsoft.com/fwlink/?linkid=870924 Comment: Changed from 1708 mm to 1641 mm. 1708 mm is the old AMP5 Level. Jim Burton confirmed the Spill Level.
Note on V800: [Threaded comment] Your version of Excel allows you to read this threaded comment; however, any edits to it will get removed if the file is opened in a newer version of Excel. Learn more: https://go.microsoft.com/fwlink/?linkid=870924 Comment: Changed Pre-Spill Level from 1537 mm to 1477 mm.
Note on K801: [Threaded comment] Your version of Excel allows you to read this threaded comment; however, any edits to it will get removed if the file is opened in a newer version of Excel. Learn more: https://go.microsoft.com/fwlink/?linkid=870924 Comment: Added "gravity"
Note on U802: [Threaded comment] Your version of Excel allows you to read this threaded comment; however, any edits to it will get removed if the file is opened in a newer version of Excel. Learn more: https://go.microsoft.com/fwlink/?linkid=870924 Comment: Updated from 1450 to 1463.
Note on V802: [Threaded comment] Your version of Excel allows you to read this threaded comment; however, any edits to it will get removed if the file is opened in a newer version of Excel. Learn more: https://go.microsoft.com/fwlink/?linkid=870924 Comment: Updated from 1305 to 1317.
Note on U804: [Threaded comment] Your version of Excel allows you to read this threaded comment; however, any edits to it will get removed if the file is opened in a newer version of Excel. Learn more: https://go.microsoft.com/fwlink/?linkid=870924 Comment: Updated from 4175mm to 4395mm
Note on U806: [Threaded comment] Your version of Excel allows you to read this threaded comment; however, any edits to it will get removed if the file is opened in a newer version of Excel. Learn more: https://go.microsoft.com/fwlink/?linkid=870924 Comment: Changed from 4050mm to 2825 mm (AMP7 revisit; original level was incorrect) Reply: Surveyed by Flow Compliance on 3rd Oct 2023. Their Spill Level = 2786mm so will use the most conservative value. Spill Level changed from 2825 mm to 2786 mm.
Note on V806: [Threaded comment] Your version of Excel allows you to read this threaded comment; however, any edits to it will get removed if the file is opened in a newer version of Excel. Learn more: https://go.microsoft.com/fwlink/?linkid=870924 Comment: Changed Pre-Spill Level from 3645 mm to 2543 mm (AMP7 revisit; original level was incorrect) Reply: Surveyed by Flow Compliance on 3rd Oct 2023. Their Spill Level = 2786mm so will use the most conservative value. Pre-Spill Level changed from 2543 mm to 2507 mm.
Note on W806: [Threaded comment] Your version of Excel allows you to read this threaded comment; however, any edits to it will get removed if the file is opened in a newer version of Excel. Learn more: https://go.microsoft.com/fwlink/?linkid=870924 Comment: Changed from Waste E1570 to Waste E8493 (AMP5 --> AMP7)
Note on Y806: [Threaded comment] Your version of Excel allows you to read this threaded comment; however, any edits to it will get removed if the file is opened in a newer version of Excel. Learn more: https://go.microsoft.com/fwlink/?linkid=870924 Comment: Changed from Waste B68646 to Waste B68645 (AMP5 --> AMP7)
Note on C808: [Threaded comment] Your version of Excel allows you to read this threaded comment; however, any edits to it will get removed if the file is opened in a newer version of Excel. Learn more: https://go.microsoft.com/fwlink/?linkid=870924 Comment: Removed "Bristol" from SIte Name on 3rd Mar 2022
Note on C809: [Threaded comment] Your version of Excel allows you to read this threaded comment; however, any edits to it will get removed if the file is opened in a newer version of Excel. Learn more: https://go.microsoft.com/fwlink/?linkid=870924 Comment: Check that Storm Sump and Inlet chamber are the correct way around.
Note on Y815: [Threaded comment] Your version of Excel allows you to read this threaded comment; however, any edits to it will get removed if the file is opened in a newer version of Excel. Learn more: https://go.microsoft.com/fwlink/?linkid=870924 Comment: Changed alarm names and levels. Storm Pump RS Level 7 to Level 1s. Waste B12240 EDM Spill to Storm Level 7.
Note on K828: [Threaded comment] Your version of Excel allows you to read this threaded comment; however, any edits to it will get removed if the file is opened in a newer version of Excel. Learn more: https://go.microsoft.com/fwlink/?linkid=870924 Comment: Added "gravity"
Note on K829: [Threaded comment] Your version of Excel allows you to read this threaded comment; however, any edits to it will get removed if the file is opened in a newer version of Excel. Learn more: https://go.microsoft.com/fwlink/?linkid=870924 Comment: Changed from Gravity to Pumped
Note on K830: [Threaded comment] Your version of Excel allows you to read this threaded comment; however, any edits to it will get removed if the file is opened in a newer version of Excel. Learn more: https://go.microsoft.com/fwlink/?linkid=870924 Comment: Added "gravity"
Note on U831: [Threaded comment] Your version of Excel allows you to read this threaded comment; however, any edits to it will get removed if the file is opened in a newer version of Excel. Learn more: https://go.microsoft.com/fwlink/?linkid=870924 Comment: Changed Spill Level from 2272 mm to 2030 mm. Flow Measurement resurveyed site on 21st Feb 2024; Paul Simcox updated set-points in July 2024.
Note on V831: [Threaded comment] Your version of Excel allows you to read this threaded comment; however, any edits to it will get removed if the file is opened in a newer version of Excel. Learn more: https://go.microsoft.com/fwlink/?linkid=870924 Comment: Changed Pre-Spill Level from 2045 mm to 1827 mm. Flow Measurement resurveyed site on 21st Feb 2024; Paul Simcox updated set-points in July 2024.
Note on K834: [Threaded comment] Your version of Excel allows you to read this threaded comment; however, any edits to it will get removed if the file is opened in a newer version of Excel. Learn more: https://go.microsoft.com/fwlink/?linkid=870924 Comment: Added "gravity"
Note on U835: [Threaded comment] Your version of Excel allows you to read this threaded comment; however, any edits to it will get removed if the file is opened in a newer version of Excel. Learn more: https://go.microsoft.com/fwlink/?linkid=870924 Comment: Updated from 1853 to 800.
Note on V835: [Threaded comment] Your version of Excel allows you to read this threaded comment; however, any edits to it will get removed if the file is opened in a newer version of Excel. Learn more: https://go.microsoft.com/fwlink/?linkid=870924 Comment: Updated from 1677 to 720.
Note on W835: [Threaded comment] Your version of Excel allows you to read this threaded comment; however, any edits to it will get removed if the file is opened in a newer version of Excel. Learn more: https://go.microsoft.com/fwlink/?linkid=870924 Comment: Changed from E39039 to E5494. 3rd Dec 21.
Note on K837: [Threaded comment] Your version of Excel allows you to read this threaded comment; however, any edits to it will get removed if the file is opened in a newer version of Excel. Learn more: https://go.microsoft.com/fwlink/?linkid=870924 Comment: Added "gravity"
Note on U838: [Threaded comment] Your version of Excel allows you to read this threaded comment; however, any edits to it will get removed if the file is opened in a newer version of Excel. Learn more: https://go.microsoft.com/fwlink/?linkid=870924 Comment: Changed Spill Level from 2675 mm to 2772 mm. Flow Measurement Team resurveyed site on 29th Feb 2024; Paul Simcox changed set-points in July 2024.
Note on V838: [Threaded comment] Your version of Excel allows you to read this threaded comment; however, any edits to it will get removed if the file is opened in a newer version of Excel. Learn more: https://go.microsoft.com/fwlink/?linkid=870924 Comment: Changed Pre-Spill Level from 2408 mm to 2495 mm. Flow Measurement Team resurveyed site on 29th Feb 2024; Paul Simcox changed set-points in July 2024.
Note on C841: [Threaded comment] Your version of Excel allows you to read this threaded comment; however, any edits to it will get removed if the file is opened in a newer version of Excel. Learn more: https://go.microsoft.com/fwlink/?linkid=870924 Comment: Come back to this
Note on S841: [Threaded comment] Your version of Excel allows you to read this threaded comment; however, any edits to it will get removed if the file is opened in a newer version of Excel. Learn more: https://go.microsoft.com/fwlink/?linkid=870924 Comment: AMP7 work
Note on U841: [Threaded comment] Your version of Excel allows you to read this threaded comment; however, any edits to it will get removed if the file is opened in a newer version of Excel. Learn more: https://go.microsoft.com/fwlink/?linkid=870924 Comment: EDM now using analogue signal so changefd from N/A to 6408mm
Note on W841: [Threaded comment] Your version of Excel allows you to read this threaded comment; however, any edits to it will get removed if the file is opened in a newer version of Excel. Learn more: https://go.microsoft.com/fwlink/?linkid=870924 Comment: Updated from E2686 to E50933
Note on Y841: [Threaded comment] Your version of Excel allows you to read this threaded comment; however, any edits to it will get removed if the file is opened in a newer version of Excel. Learn more: https://go.microsoft.com/fwlink/?linkid=870924 Comment: updated from B16681 to B16670
Note on A847: [Threaded comment] Your version of Excel allows you to read this threaded comment; however, any edits to it will get removed if the file is opened in a newer version of Excel. Learn more: https://go.microsoft.com/fwlink/?linkid=870924 Comment: Updated from B to C Reply: Changed from C to B; information from Dave Penn Reply: Changed Site ID from 13318 to 14510.
Note on B847: [Threaded comment] Your version of Excel allows you to read this threaded comment; however, any edits to it will get removed if the file is opened in a newer version of Excel. Learn more: https://go.microsoft.com/fwlink/?linkid=870924 Comment: Updated from B to C Reply: Changed from C to B; information from Dave Penn
Note on D847: [Threaded comment] Your version of Excel allows you to read this threaded comment; however, any edits to it will get removed if the file is opened in a newer version of Excel. Learn more: https://go.microsoft.com/fwlink/?linkid=870924 Comment: Changed Site ID from 13318 to 14510
Note on A848: [Threaded comment] Your version of Excel allows you to read this threaded comment; however, any edits to it will get removed if the file is opened in a newer version of Excel. Learn more: https://go.microsoft.com/fwlink/?linkid=870924 Comment: Updated from B to C Reply: Changed from C to B; information from Dave Penn Reply: Changed Site ID from 13318 to 14510.
Note on B848: [Threaded comment] Your version of Excel allows you to read this threaded comment; however, any edits to it will get removed if the file is opened in a newer version of Excel. Learn more: https://go.microsoft.com/fwlink/?linkid=870924 Comment: Updated from B to C Reply: Changed from C to B; information from Dave Penn
Note on D848: [Threaded comment] Your version of Excel allows you to read this threaded comment; however, any edits to it will get removed if the file is opened in a newer version of Excel. Learn more: https://go.microsoft.com/fwlink/?linkid=870924 Comment: Changed Site ID from 13318 to 14510
Note on A849: [Threaded comment] Your version of Excel allows you to read this threaded comment; however, any edits to it will get removed if the file is opened in a newer version of Excel. Learn more: https://go.microsoft.com/fwlink/?linkid=870924 Comment: Changed Site ID from 13318 to 14510.
Note on D849: [Threaded comment] Your version of Excel allows you to read this threaded comment; however, any edits to it will get removed if the file is opened in a newer version of Excel. Learn more: https://go.microsoft.com/fwlink/?linkid=870924 Comment: Changed Site ID from 13318 to 14510
Note on C851: [Threaded comment] Your version of Excel allows you to read this threaded comment; however, any edits to it will get removed if the file is opened in a newer version of Excel. Learn more: https://go.microsoft.com/fwlink/?linkid=870924 Comment: Changed name from Compton Dundon Barpool Lane SPS to Somerton Barpool Lane SPS.
Note on U851: [Threaded comment] Your version of Excel allows you to read this threaded comment; however, any edits to it will get removed if the file is opened in a newer version of Excel. Learn more: https://go.microsoft.com/fwlink/?linkid=870924 Comment: Updated from 4415 to 4145. Reply: Changed Spill Level from 4145 mm to 4150 mm. Flow Measurement resurveyed it on 20th Feb 2024. Paul Simcox updated alarm settings in July 2024.
Note on V851: [Threaded comment] Your version of Excel allows you to read this threaded comment; however, any edits to it will get removed if the file is opened in a newer version of Excel. Learn more: https://go.microsoft.com/fwlink/?linkid=870924 Comment: Updated from 3973.5 to 3730. Reply: Changed Pre-Spill Level from 4150 mm to 3735 mm. Flow Measurement resurveyed it on 20th Feb 2024. Paul Simcox updated alarm settings in July 2024.
Note on U853: [Threaded comment] Your version of Excel allows you to read this threaded comment; however, any edits to it will get removed if the file is opened in a newer version of Excel. Learn more: https://go.microsoft.com/fwlink/?linkid=870924 Comment: Updated from 2590 to 2580. Reply: Flow Measurement Team resurveyed site on 30th June 2023 and Paul Simcox changed set-points in July 2024.
Note on V853: [Threaded comment] Your version of Excel allows you to read this threaded comment; however, any edits to it will get removed if the file is opened in a newer version of Excel. Learn more: https://go.microsoft.com/fwlink/?linkid=870924 Comment: Changed Pre-Spill Level from 2331 mm to 2322 mm. Flow Measurement Team resurveyed site on 30th June 2023 and Paul Simcox changed set-points in July 2024.
Note on U855: [Threaded comment] Your version of Excel allows you to read this threaded comment; however, any edits to it will get removed if the file is opened in a newer version of Excel. Learn more: https://go.microsoft.com/fwlink/?linkid=870924 Comment: Updated from 1890 to 2200. Reply: Reverted Spill Level from 2200 mm to 1890mm as per O&M Manual.
Note on V855: [Threaded comment] Your version of Excel allows you to read this threaded comment; however, any edits to it will get removed if the file is opened in a newer version of Excel. Learn more: https://go.microsoft.com/fwlink/?linkid=870924 Comment: Updated from 1701 to 1980. Reply: Reverted Pre-Spill Level from 1980 mm to 1701 mm.
Note on K857: [Threaded comment] Your version of Excel allows you to read this threaded comment; however, any edits to it will get removed if the file is opened in a newer version of Excel. Learn more: https://go.microsoft.com/fwlink/?linkid=870924 Comment: Added "gravity"
Note on U860: [Threaded comment] Your version of Excel allows you to read this threaded comment; however, any edits to it will get removed if the file is opened in a newer version of Excel. Learn more: https://go.microsoft.com/fwlink/?linkid=870924 Comment: Updated from 3360 to 3420. Reply: Site was resurveyed by Flow Measurement Team on 27th June 2023.
Note on V860: [Threaded comment] Your version of Excel allows you to read this threaded comment; however, any edits to it will get removed if the file is opened in a newer version of Excel. Learn more: https://go.microsoft.com/fwlink/?linkid=870924 Comment: Site was resurveyed by Flow Measurement Team on 27th June 2023. Pre-Spill Level changed from 3024 mm to 3078 mm.
Note on U861: [Threaded comment] Your version of Excel allows you to read this threaded comment; however, any edits to it will get removed if the file is opened in a newer version of Excel. Learn more: https://go.microsoft.com/fwlink/?linkid=870924 Comment: Changed Spill Level from 2075 mm to 2420 mm. Flow Measurement resurveyed site on 1st March 2024 ; Paul Simcox updated set-points in July 2024.
Note on V861: [Threaded comment] Your version of Excel allows you to read this threaded comment; however, any edits to it will get removed if the file is opened in a newer version of Excel. Learn more: https://go.microsoft.com/fwlink/?linkid=870924 Comment: Changed Pre-Spill Level from 1868 mm to 2178 mm. Flow Measurement resurveyed site on 1st March 2024 ; Paul Simcox updated set-points in July 2024.
Note on U863: [Threaded comment] Your version of Excel allows you to read this threaded comment; however, any edits to it will get removed if the file is opened in a newer version of Excel. Learn more: https://go.microsoft.com/fwlink/?linkid=870924 Comment: Damian Dixon changed the alarm setting from 2710mm to 2360 mm on 28th March 2023.
Note on V863: [Threaded comment] Your version of Excel allows you to read this threaded comment; however, any edits to it will get removed if the file is opened in a newer version of Excel. Learn more: https://go.microsoft.com/fwlink/?linkid=870924 Comment: EW submitted IT ticket to change Pre-Spill alarm from 2439 mm to 2124 mm on 29th March 2023.
Note on U866: [Threaded comment] Your version of Excel allows you to read this threaded comment; however, any edits to it will get removed if the file is opened in a newer version of Excel. Learn more: https://go.microsoft.com/fwlink/?linkid=870924 Comment: Changed Spill Level from 3250 mm to 3224 mm (previous setting 1500 mm?). Flow Measurement resurveyed site on 19th Feb 2024; Paul Simcox updated set-points in July 2024.
Note on V866: [Threaded comment] Your version of Excel allows you to read this threaded comment; however, any edits to it will get removed if the file is opened in a newer version of Excel. Learn more: https://go.microsoft.com/fwlink/?linkid=870924 Comment: Changed Spill Level from 2925 mm to 2902 mm. Flow Measurement resurveyed site on 19th Feb 2024; Paul Simcox updated set-points in July 2024.
Note on U867: [Threaded comment] Your version of Excel allows you to read this threaded comment; however, any edits to it will get removed if the file is opened in a newer version of Excel. Learn more: https://go.microsoft.com/fwlink/?linkid=870924 Comment: Updated from 4910 to 4800. Reply: Flow Measurement Team resurveyed site on 7th July 2023.
Note on V867: [Threaded comment] Your version of Excel allows you to read this threaded comment; however, any edits to it will get removed if the file is opened in a newer version of Excel. Learn more: https://go.microsoft.com/fwlink/?linkid=870924 Comment: Flow Measurement Team resurveyed site on 7th July 2023. Pre-Spill Level changed from 4419 mm to 4320 mm.
Note on W867: [Threaded comment] Your version of Excel allows you to read this threaded comment; however, any edits to it will get removed if the file is opened in a newer version of Excel. Learn more: https://go.microsoft.com/fwlink/?linkid=870924 Comment: Changed signal from Waste E11963 to Waste E10252 (after S2000 upgrade on 21st May 2024?).
Note on Y867: [Threaded comment] Your version of Excel allows you to read this threaded comment; however, any edits to it will get removed if the file is opened in a newer version of Excel. Learn more: https://go.microsoft.com/fwlink/?linkid=870924 Comment: Changed signal from Waste B65890 to Waste B128641 (after S2000 upgrade on 21st May 2024?).
Note on AA867: [Threaded comment] Your version of Excel allows you to read this threaded comment; however, any edits to it will get removed if the file is opened in a newer version of Excel. Learn more: https://go.microsoft.com/fwlink/?linkid=870924 Comment: Changed signal from N/A to Waste 162889 (after S2000 upgrade on 21st May 2024?).
Note on K869: [Threaded comment] Your version of Excel allows you to read this threaded comment; however, any edits to it will get removed if the file is opened in a newer version of Excel. Learn more: https://go.microsoft.com/fwlink/?linkid=870924 Comment: Added "pumped"
Note on C872: [Threaded comment] Your version of Excel allows you to read this threaded comment; however, any edits to it will get removed if the file is opened in a newer version of Excel. Learn more: https://go.microsoft.com/fwlink/?linkid=870924 Comment: [MH: 13th April 2023] - No dates for installation but in AMP7 tracker.
Note on K872: [Threaded comment] Your version of Excel allows you to read this threaded comment; however, any edits to it will get removed if the file is opened in a newer version of Excel. Learn more: https://go.microsoft.com/fwlink/?linkid=870924 Comment: Added "gravity"
Note on K875: [Threaded comment] Your version of Excel allows you to read this threaded comment; however, any edits to it will get removed if the file is opened in a newer version of Excel. Learn more: https://go.microsoft.com/fwlink/?linkid=870924 Comment: Added "gravity"
Note on K877: [Threaded comment] Your version of Excel allows you to read this threaded comment; however, any edits to it will get removed if the file is opened in a newer version of Excel. Learn more: https://go.microsoft.com/fwlink/?linkid=870924 Comment: Added "gravity"
Note on U879: [Threaded comment] Your version of Excel allows you to read this threaded comment; however, any edits to it will get removed if the file is opened in a newer version of Excel. Learn more: https://go.microsoft.com/fwlink/?linkid=870924 Comment: Changed Spill Level from 3690 mm to 3868 mm Reply: Changed Spill Level from 3690 mm to 3620 mm on 6th June 2024. Stuart Chrystall remeasured site/set-up.
Note on V879: [Threaded comment] Your version of Excel allows you to read this threaded comment; however, any edits to it will get removed if the file is opened in a newer version of Excel. Learn more: https://go.microsoft.com/fwlink/?linkid=870924 Comment: Changed Pre Spill Level from 3321 mm to 1477 mm (now Storm Tank filling) Reply: Changed Storm Tank Filling Level from 1477 mm to 1300 mm on 6th June 2024. Stuart Chrystall remeasured site/set-up.
Note on W879: [Threaded comment] Your version of Excel allows you to read this threaded comment; however, any edits to it will get removed if the file is opened in a newer version of Excel. Learn more: https://go.microsoft.com/fwlink/?linkid=870924 Comment: Updated from E50044 to E5247
Note on Y879: [Threaded comment] Your version of Excel allows you to read this threaded comment; however, any edits to it will get removed if the file is opened in a newer version of Excel. Learn more: https://go.microsoft.com/fwlink/?linkid=870924 Comment: Changed Spill alarm from Waste B128163 to Waste B140587.
Note on AA879: [Threaded comment] Your version of Excel allows you to read this threaded comment; however, any edits to it will get removed if the file is opened in a newer version of Excel. Learn more: https://go.microsoft.com/fwlink/?linkid=870924 Comment: Changed Pre-Spill alarm from Waste B128162 to Waste B140586.
Note on U880: [Threaded comment] Your version of Excel allows you to read this threaded comment; however, any edits to it will get removed if the file is opened in a newer version of Excel. Learn more: https://go.microsoft.com/fwlink/?linkid=870924 Comment: Updated from 2905mm to 3100mm Reply: Changed from 3100 mm to 3156 mm following Hanevo resurvey on 22nd Mar 2024. Pulsar settings were also changed.
Note on V880: [Threaded comment] Your version of Excel allows you to read this threaded comment; however, any edits to it will get removed if the file is opened in a newer version of Excel. Learn more: https://go.microsoft.com/fwlink/?linkid=870924 Comment: Changed Pre-Spill Level from 2790 mm to 2840 mm following Hanevo resurvey on 22nd Mar 2024. Pulsar settings were also changed.
Note on A881: [Threaded comment] Your version of Excel allows you to read this threaded comment; however, any edits to it will get removed if the file is opened in a newer version of Excel. Learn more: https://go.microsoft.com/fwlink/?linkid=870924 Comment: CHanged to 14589C1
Note on B881: [Threaded comment] Your version of Excel allows you to read this threaded comment; however, any edits to it will get removed if the file is opened in a newer version of Excel. Learn more: https://go.microsoft.com/fwlink/?linkid=870924 Comment: CHanged to 14589C1
Note on C881: [Threaded comment] Your version of Excel allows you to read this threaded comment; however, any edits to it will get removed if the file is opened in a newer version of Excel. Learn more: https://go.microsoft.com/fwlink/?linkid=870924 Comment: Updated name
Note on D881: [Threaded comment] Your version of Excel allows you to read this threaded comment; however, any edits to it will get removed if the file is opened in a newer version of Excel. Learn more: https://go.microsoft.com/fwlink/?linkid=870924 Comment: Updated ID from 16689 to 14589
Note on E881: [Threaded comment] Your version of Excel allows you to read this threaded comment; however, any edits to it will get removed if the file is opened in a newer version of Excel. Learn more: https://go.microsoft.com/fwlink/?linkid=870924 Comment: Updated to Dual MH
Note on L881: [Threaded comment] Your version of Excel allows you to read this threaded comment; however, any edits to it will get removed if the file is opened in a newer version of Excel. Learn more: https://go.microsoft.com/fwlink/?linkid=870924 Comment: Updated from Non EDM to Storm overflow
Note on W881: [Threaded comment] Your version of Excel allows you to read this threaded comment; however, any edits to it will get removed if the file is opened in a newer version of Excel. Learn more: https://go.microsoft.com/fwlink/?linkid=870924 Comment: Corrected from E5646 to E5645
Note on A882: [Threaded comment] Your version of Excel allows you to read this threaded comment; however, any edits to it will get removed if the file is opened in a newer version of Excel. Learn more: https://go.microsoft.com/fwlink/?linkid=870924 Comment: Updated to 14590C1
Note on B882: [Threaded comment] Your version of Excel allows you to read this threaded comment; however, any edits to it will get removed if the file is opened in a newer version of Excel. Learn more: https://go.microsoft.com/fwlink/?linkid=870924 Comment: Updated to 14590C1
Note on C882: [Threaded comment] Your version of Excel allows you to read this threaded comment; however, any edits to it will get removed if the file is opened in a newer version of Excel. Learn more: https://go.microsoft.com/fwlink/?linkid=870924 Comment: Updated name
Note on D882: [Threaded comment] Your version of Excel allows you to read this threaded comment; however, any edits to it will get removed if the file is opened in a newer version of Excel. Learn more: https://go.microsoft.com/fwlink/?linkid=870924 Comment: Updated from 16689 to 14590
Note on E882: [Threaded comment] Your version of Excel allows you to read this threaded comment; however, any edits to it will get removed if the file is opened in a newer version of Excel. Learn more: https://go.microsoft.com/fwlink/?linkid=870924 Comment: Updated to Dual MH
Note on L882: [Threaded comment] Your version of Excel allows you to read this threaded comment; however, any edits to it will get removed if the file is opened in a newer version of Excel. Learn more: https://go.microsoft.com/fwlink/?linkid=870924 Comment: Updated from Non EDM to Storm overflow
Note on K883: [Threaded comment] Your version of Excel allows you to read this threaded comment; however, any edits to it will get removed if the file is opened in a newer version of Excel. Learn more: https://go.microsoft.com/fwlink/?linkid=870924 Comment: Added "gravity"
Note on H884: [Threaded comment] Your version of Excel allows you to read this threaded comment; however, any edits to it will get removed if the file is opened in a newer version of Excel. Learn more: https://go.microsoft.com/fwlink/?linkid=870924 Comment: NGR updated on 21st July 2022. SY --> ST. ST3265347382
Note on U884: [Threaded comment] Your version of Excel allows you to read this threaded comment; however, any edits to it will get removed if the file is opened in a newer version of Excel. Learn more: https://go.microsoft.com/fwlink/?linkid=870924 Comment: Spill Level was resurveyed by Flow Measurement Team on 26th Feb 2024. Spill Level changed from 4220 mm to 4471 mm.
Note on V884: [Threaded comment] Your version of Excel allows you to read this threaded comment; however, any edits to it will get removed if the file is opened in a newer version of Excel. Learn more: https://go.microsoft.com/fwlink/?linkid=870924 Comment: Spill Level was resurveyed by Flow Measurement Team on 26th Feb 2024. Pre-Spill Level changed from 3798 mm to 4024 mm.
Note on A885: [Threaded comment] Your version of Excel allows you to read this threaded comment; however, any edits to it will get removed if the file is opened in a newer version of Excel. Learn more: https://go.microsoft.com/fwlink/?linkid=870924 Comment: Updated to 14603C1
Note on B885: [Threaded comment] Your version of Excel allows you to read this threaded comment; however, any edits to it will get removed if the file is opened in a newer version of Excel. Learn more: https://go.microsoft.com/fwlink/?linkid=870924 Comment: Updated to 14603C1
Note on C885: [Threaded comment] Your version of Excel allows you to read this threaded comment; however, any edits to it will get removed if the file is opened in a newer version of Excel. Learn more: https://go.microsoft.com/fwlink/?linkid=870924 Comment: Updated name
Note on D885: [Threaded comment] Your version of Excel allows you to read this threaded comment; however, any edits to it will get removed if the file is opened in a newer version of Excel. Learn more: https://go.microsoft.com/fwlink/?linkid=870924 Comment: Updated from 16689X3 to 14603
Note on E885: [Threaded comment] Your version of Excel allows you to read this threaded comment; however, any edits to it will get removed if the file is opened in a newer version of Excel. Learn more: https://go.microsoft.com/fwlink/?linkid=870924 Comment: Updated to Dual MH
Note on L885: [Threaded comment] Your version of Excel allows you to read this threaded comment; however, any edits to it will get removed if the file is opened in a newer version of Excel. Learn more: https://go.microsoft.com/fwlink/?linkid=870924 Comment: Updated from Non EDM to Storm overflow
Note on K887: [Threaded comment] Your version of Excel allows you to read this threaded comment; however, any edits to it will get removed if the file is opened in a newer version of Excel. Learn more: https://go.microsoft.com/fwlink/?linkid=870924 Comment: Added "gravity"
Note on B890: [Threaded comment] Your version of Excel allows you to read this threaded comment; however, any edits to it will get removed if the file is opened in a newer version of Excel. Learn more: https://go.microsoft.com/fwlink/?linkid=870924 Comment: Changed Permit Reference from 14627E to 13347E.
Note on K895: [Threaded comment] Your version of Excel allows you to read this threaded comment; however, any edits to it will get removed if the file is opened in a newer version of Excel. Learn more: https://go.microsoft.com/fwlink/?linkid=870924 Comment: Added "gravity"
Note on U897: [Threaded comment] Your version of Excel allows you to read this threaded comment; however, any edits to it will get removed if the file is opened in a newer version of Excel. Learn more: https://go.microsoft.com/fwlink/?linkid=870924 Comment: Updated from 395mm to 345mm
Note on W897: [Threaded comment] Your version of Excel allows you to read this threaded comment; however, any edits to it will get removed if the file is opened in a newer version of Excel. Learn more: https://go.microsoft.com/fwlink/?linkid=870924 Comment: Updated from E29625 to E9425
Note on Y897: [Threaded comment] Your version of Excel allows you to read this threaded comment; however, any edits to it will get removed if the file is opened in a newer version of Excel. Learn more: https://go.microsoft.com/fwlink/?linkid=870924 Comment: Updated from B55624 to B47380
Note on AA897: [Threaded comment] Your version of Excel allows you to read this threaded comment; however, any edits to it will get removed if the file is opened in a newer version of Excel. Learn more: https://go.microsoft.com/fwlink/?linkid=870924 Comment: Updated from B55625 to B47381
Note on AC897: [Threaded comment] Your version of Excel allows you to read this threaded comment; however, any edits to it will get removed if the file is opened in a newer version of Excel. Learn more: https://go.microsoft.com/fwlink/?linkid=870924 Comment: Updated from B55622 to B47382
Note on U900: [Threaded comment] Your version of Excel allows you to read this threaded comment; however, any edits to it will get removed if the file is opened in a newer version of Excel. Learn more: https://go.microsoft.com/fwlink/?linkid=870924 Comment: Updated from 7100 to 7220.
Note on V900: [Threaded comment] Your version of Excel allows you to read this threaded comment; however, any edits to it will get removed if the file is opened in a newer version of Excel. Learn more: https://go.microsoft.com/fwlink/?linkid=870924 Comment: Updated from 6390 to 6498.
Note on W900: [Threaded comment] Your version of Excel allows you to read this threaded comment; however, any edits to it will get removed if the file is opened in a newer version of Excel. Learn more: https://go.microsoft.com/fwlink/?linkid=870924 Comment: Updated from E9497 to E6217.
Note on U901: [Threaded comment] Your version of Excel allows you to read this threaded comment; however, any edits to it will get removed if the file is opened in a newer version of Excel. Learn more: https://go.microsoft.com/fwlink/?linkid=870924 Comment: Updated from 9485 to 8100.
Note on V901: [Threaded comment] Your version of Excel allows you to read this threaded comment; however, any edits to it will get removed if the file is opened in a newer version of Excel. Learn more: https://go.microsoft.com/fwlink/?linkid=870924 Comment: Updated from 8537 to 7290.
Note on K902: [Threaded comment] Your version of Excel allows you to read this threaded comment; however, any edits to it will get removed if the file is opened in a newer version of Excel. Learn more: https://go.microsoft.com/fwlink/?linkid=870924 Comment: Added "gravity"
Note on U903: [Threaded comment] Your version of Excel allows you to read this threaded comment; however, any edits to it will get removed if the file is opened in a newer version of Excel. Learn more: https://go.microsoft.com/fwlink/?linkid=870924 Comment: Changed from 3468 mm to 4185 mm on 7th Nov 2022.
Note on V903: [Threaded comment] Your version of Excel allows you to read this threaded comment; however, any edits to it will get removed if the file is opened in a newer version of Excel. Learn more: https://go.microsoft.com/fwlink/?linkid=870924 Comment: Changed from 3122 mm to 4767 mm on 7th Nov 2022.
Note on X904: [Threaded comment] Your version of Excel allows you to read this threaded comment; however, any edits to it will get removed if the file is opened in a newer version of Excel. Learn more: https://go.microsoft.com/fwlink/?linkid=870924 Comment: corrected from waste to waste2
Note on K905: [Threaded comment] Your version of Excel allows you to read this threaded comment; however, any edits to it will get removed if the file is opened in a newer version of Excel. Learn more: https://go.microsoft.com/fwlink/?linkid=870924 Comment: Added "gravity"
Note on U910: [Threaded comment] Your version of Excel allows you to read this threaded comment; however, any edits to it will get removed if the file is opened in a newer version of Excel. Learn more: https://go.microsoft.com/fwlink/?linkid=870924 Comment: Updated from 3480 to 3635.
Note on V910: [Threaded comment] Your version of Excel allows you to read this threaded comment; however, any edits to it will get removed if the file is opened in a newer version of Excel. Learn more: https://go.microsoft.com/fwlink/?linkid=870924 Comment: Updated from 3132 to 3272.
Note on W911: [Threaded comment] Your version of Excel allows you to read this threaded comment; however, any edits to it will get removed if the file is opened in a newer version of Excel. Learn more: https://go.microsoft.com/fwlink/?linkid=870924 Comment: Wet well
Note on K914: [Threaded comment] Your version of Excel allows you to read this threaded comment; however, any edits to it will get removed if the file is opened in a newer version of Excel. Learn more: https://go.microsoft.com/fwlink/?linkid=870924 Comment: Added "gravity"
Note on C915: [Threaded comment] Your version of Excel allows you to read this threaded comment; however, any edits to it will get removed if the file is opened in a newer version of Excel. Learn more: https://go.microsoft.com/fwlink/?linkid=870924 Comment: Corrected to St Leonards Craigside Road SPS
Note on K915: [Threaded comment] Your version of Excel allows you to read this threaded comment; however, any edits to it will get removed if the file is opened in a newer version of Excel. Learn more: https://go.microsoft.com/fwlink/?linkid=870924 Comment: Added "gravity"
Note on C922: [Threaded comment] Your version of Excel allows you to read this threaded comment; however, any edits to it will get removed if the file is opened in a newer version of Excel. Learn more: https://go.microsoft.com/fwlink/?linkid=870924 Comment: Incorrectly named after 15082, changed from Wimborne Brook Road No.1 SPS to St Leonards Forest Edge SPS
Note on C924: [Threaded comment] Your version of Excel allows you to read this threaded comment; however, any edits to it will get removed if the file is opened in a newer version of Excel. Learn more: https://go.microsoft.com/fwlink/?linkid=870924 Comment: Name amended to alderholt from aldershot, added EO for clarification
Note on C925: [Threaded comment] Your version of Excel allows you to read this threaded comment; however, any edits to it will get removed if the file is opened in a newer version of Excel. Learn more: https://go.microsoft.com/fwlink/?linkid=870924 Comment: Added sump for clarification
Note on U925: [Threaded comment] Your version of Excel allows you to read this threaded comment; however, any edits to it will get removed if the file is opened in a newer version of Excel. Learn more: https://go.microsoft.com/fwlink/?linkid=870924 Comment: Changed Spill Level from 2040 mm to 2055 mm. Flow Measurement Team resurveyed site on 15th Feb 2024.
Note on V925: [Threaded comment] Your version of Excel allows you to read this threaded comment; however, any edits to it will get removed if the file is opened in a newer version of Excel. Learn more: https://go.microsoft.com/fwlink/?linkid=870924 Comment: Changed Pre-Spill Level from 1836 mm to 1850 mm. Flow Measurement Team resurveyed site on 15th Feb 2024.
Note on A927: [Threaded comment] Your version of Excel allows you to read this threaded comment; however, any edits to it will get removed if the file is opened in a newer version of Excel. Learn more: https://go.microsoft.com/fwlink/?linkid=870924 Comment: Changed to X - Bifurcation
Note on B927: [Threaded comment] Your version of Excel allows you to read this threaded comment; however, any edits to it will get removed if the file is opened in a newer version of Excel. Learn more: https://go.microsoft.com/fwlink/?linkid=870924 Comment: Changed to X - Bifurcation
Note on K927: [Threaded comment] Your version of Excel allows you to read this threaded comment; however, any edits to it will get removed if the file is opened in a newer version of Excel. Learn more: https://go.microsoft.com/fwlink/?linkid=870924 Comment: Added "gravity"
Note on U933: [Threaded comment] Your version of Excel allows you to read this threaded comment; however, any edits to it will get removed if the file is opened in a newer version of Excel. Learn more: https://go.microsoft.com/fwlink/?linkid=870924 Comment: Changed from "N/A" to 2080 mm.
Note on K935: [Threaded comment] Your version of Excel allows you to read this threaded comment; however, any edits to it will get removed if the file is opened in a newer version of Excel. Learn more: https://go.microsoft.com/fwlink/?linkid=870924 Comment: Added "gravity"
Note on U939: [Threaded comment] Your version of Excel allows you to read this threaded comment; however, any edits to it will get removed if the file is opened in a newer version of Excel. Learn more: https://go.microsoft.com/fwlink/?linkid=870924 Comment: Spill Level changed from 3565 mm to 3770 mm. Flow Measurement Team resurveyed site on 19th March 2024. Paul Simcox changed alarm settings in July 2024.
Note on V939: [Threaded comment] Your version of Excel allows you to read this threaded comment; however, any edits to it will get removed if the file is opened in a newer version of Excel. Learn more: https://go.microsoft.com/fwlink/?linkid=870924 Comment: Pre-Spill Level changed from 3208 mm to 3393 mm. Flow Measurement Team resurveyed site on 19th March 2024.
Note on K944: [Threaded comment] Your version of Excel allows you to read this threaded comment; however, any edits to it will get removed if the file is opened in a newer version of Excel. Learn more: https://go.microsoft.com/fwlink/?linkid=870924 Comment: Added "gravity"
Note on C946: [Threaded comment] Your version of Excel allows you to read this threaded comment; however, any edits to it will get removed if the file is opened in a newer version of Excel. Learn more: https://go.microsoft.com/fwlink/?linkid=870924 Comment: [MH: 13th April 2023] - No dates for installation but in AMP7 tracker.
Note on K946: [Threaded comment] Your version of Excel allows you to read this threaded comment; however, any edits to it will get removed if the file is opened in a newer version of Excel. Learn more: https://go.microsoft.com/fwlink/?linkid=870924 Comment: Added "gravity"
Note on K947: [Threaded comment] Your version of Excel allows you to read this threaded comment; however, any edits to it will get removed if the file is opened in a newer version of Excel. Learn more: https://go.microsoft.com/fwlink/?linkid=870924 Comment: Added "gravity"
Note on K948: [Threaded comment] Your version of Excel allows you to read this threaded comment; however, any edits to it will get removed if the file is opened in a newer version of Excel. Learn more: https://go.microsoft.com/fwlink/?linkid=870924 Comment: Added "pumped"
Note on W949: [Threaded comment] Your version of Excel allows you to read this threaded comment; however, any edits to it will get removed if the file is opened in a newer version of Excel. Learn more: https://go.microsoft.com/fwlink/?linkid=870924 Comment: Updated from E13947 to E31947 Reply: Changed from E31497 to E31947
Note on W950: [Threaded comment] Your version of Excel allows you to read this threaded comment; however, any edits to it will get removed if the file is opened in a newer version of Excel. Learn more: https://go.microsoft.com/fwlink/?linkid=870924 Comment: wet well
Note on Y950: [Threaded comment] Your version of Excel allows you to read this threaded comment; however, any edits to it will get removed if the file is opened in a newer version of Excel. Learn more: https://go.microsoft.com/fwlink/?linkid=870924 Comment: EDM Probe
Note on U951: [Threaded comment] Your version of Excel allows you to read this threaded comment; however, any edits to it will get removed if the file is opened in a newer version of Excel. Learn more: https://go.microsoft.com/fwlink/?linkid=870924 Comment: Changed Spill Level from 2250 mm to 1810 mm. Flow Measurement Team resurveyed site on 22nd Feb 2024; Paul Simcox changed site settings in July 2024.
Note on V951: [Threaded comment] Your version of Excel allows you to read this threaded comment; however, any edits to it will get removed if the file is opened in a newer version of Excel. Learn more: https://go.microsoft.com/fwlink/?linkid=870924 Comment: Changed Pre-Spill Level from 2025 mm to 1629 mm. Flow Measurement Team resurveyed site on 22nd Feb 2024; Paul Simcox changed site settings in July 2024.
Note on K952: [Threaded comment] Your version of Excel allows you to read this threaded comment; however, any edits to it will get removed if the file is opened in a newer version of Excel. Learn more: https://go.microsoft.com/fwlink/?linkid=870924 Comment: Added "gravity"
Note on C956: [Threaded comment] Your version of Excel allows you to read this threaded comment; however, any edits to it will get removed if the file is opened in a newer version of Excel. Learn more: https://go.microsoft.com/fwlink/?linkid=870924 Comment: Corrected site name MH ref from MH4903 to MH4001
Note on U957: [Threaded comment] Your version of Excel allows you to read this threaded comment; however, any edits to it will get removed if the file is opened in a newer version of Excel. Learn more: https://go.microsoft.com/fwlink/?linkid=870924 Comment: Changed Spill Level from 250 mm to 269mm. Ady Gant remeasured it on 27th Feb 2023.
Note on V957: [Threaded comment] Your version of Excel allows you to read this threaded comment; however, any edits to it will get removed if the file is opened in a newer version of Excel. Learn more: https://go.microsoft.com/fwlink/?linkid=870924 Comment: Changed Spill Level from 225 mm to 242 mm. Ady Gant remeasured it on 27th Feb 2023.
Note on K962: [Threaded comment] Your version of Excel allows you to read this threaded comment; however, any edits to it will get removed if the file is opened in a newer version of Excel. Learn more: https://go.microsoft.com/fwlink/?linkid=870924 Comment: Added "gravity"
Note on U970: [Threaded comment] Your version of Excel allows you to read this threaded comment; however, any edits to it will get removed if the file is opened in a newer version of Excel. Learn more: https://go.microsoft.com/fwlink/?linkid=870924 Comment: Updated from 3115mm to 3099mm
Note on K973: [Threaded comment] Your version of Excel allows you to read this threaded comment; however, any edits to it will get removed if the file is opened in a newer version of Excel. Learn more: https://go.microsoft.com/fwlink/?linkid=870924 Comment: Added "gravity"
Note on W974: [Threaded comment] Your version of Excel allows you to read this threaded comment; however, any edits to it will get removed if the file is opened in a newer version of Excel. Learn more: https://go.microsoft.com/fwlink/?linkid=870924 Comment: Updated from E13835 to E13838. Reply: Reverted back to Waste E13838
Note on U976: [Threaded comment] Your version of Excel allows you to read this threaded comment; however, any edits to it will get removed if the file is opened in a newer version of Excel. Learn more: https://go.microsoft.com/fwlink/?linkid=870924 Comment: Update from 3435mm to 2510mm
Note on Y976: [Threaded comment] Your version of Excel allows you to read this threaded comment; however, any edits to it will get removed if the file is opened in a newer version of Excel. Learn more: https://go.microsoft.com/fwlink/?linkid=870924 Comment: Update from B36456 to B56603
Note on AA976: [Threaded comment] Your version of Excel allows you to read this threaded comment; however, any edits to it will get removed if the file is opened in a newer version of Excel. Learn more: https://go.microsoft.com/fwlink/?linkid=870924 Comment: Now spare?
Note on AC976: [Threaded comment] Your version of Excel allows you to read this threaded comment; however, any edits to it will get removed if the file is opened in a newer version of Excel. Learn more: https://go.microsoft.com/fwlink/?linkid=870924 Comment: Update from B110839 to B56605
Note on C979: [Threaded comment] Your version of Excel allows you to read this threaded comment; however, any edits to it will get removed if the file is opened in a newer version of Excel. Learn more: https://go.microsoft.com/fwlink/?linkid=870924 Comment: Added MH7702 to name
Note on C980: [Threaded comment] Your version of Excel allows you to read this threaded comment; however, any edits to it will get removed if the file is opened in a newer version of Excel. Learn more: https://go.microsoft.com/fwlink/?linkid=870924 Comment: Added MH8604 to name
Note on U983: [Threaded comment] Your version of Excel allows you to read this threaded comment; however, any edits to it will get removed if the file is opened in a newer version of Excel. Learn more: https://go.microsoft.com/fwlink/?linkid=870924 Comment: Updated from 1450 to 1540 Reply: Flow Measurement Team resurveyed site on 20th July 2023.
Note on V983: [Threaded comment] Your version of Excel allows you to read this threaded comment; however, any edits to it will get removed if the file is opened in a newer version of Excel. Learn more: https://go.microsoft.com/fwlink/?linkid=870924 Comment: Changed Pre-Spill Level from 1305mm to 1386 mm. Flow Measurement Team resurveyed site on 20th July 2023.
Note on U986: [Threaded comment] Your version of Excel allows you to read this threaded comment; however, any edits to it will get removed if the file is opened in a newer version of Excel. Learn more: https://go.microsoft.com/fwlink/?linkid=870924 Comment: Updated from 2186 to 2215 Reply: Updated from 2186 to 2110. Reply: Changed Spill Level from 2110 mm to 2215 mm on 19th June 2024 following Flow Measurement Team resurvey.
Note on V986: [Threaded comment] Your version of Excel allows you to read this threaded comment; however, any edits to it will get removed if the file is opened in a newer version of Excel. Learn more: https://go.microsoft.com/fwlink/?linkid=870924 Comment: Updated from 1967 from 1993.5 Reply: Updated from 1967 to 1899. Reply: Changed Pre-Spill Level from 1899 mm to 1994 mm on 19th June 2024 following Flow Measurement Team resurvey.
Note on U987: [Threaded comment] Your version of Excel allows you to read this threaded comment; however, any edits to it will get removed if the file is opened in a newer version of Excel. Learn more: https://go.microsoft.com/fwlink/?linkid=870924 Comment: Updated from 1120 to 760. Reply: Resurveyed by Flow Measurement Team on 24th July 2023. Original survey used incorrect pipe.
Note on V987: [Threaded comment] Your version of Excel allows you to read this threaded comment; however, any edits to it will get removed if the file is opened in a newer version of Excel. Learn more: https://go.microsoft.com/fwlink/?linkid=870924 Comment: Pre-Spill Level changed from 1008 mm to 684 mm. Resurveyed by Flow Measurement Team on 24th July 2023.
Note on G993: [Threaded comment] Your version of Excel allows you to read this threaded comment; however, any edits to it will get removed if the file is opened in a newer version of Excel. Learn more: https://go.microsoft.com/fwlink/?linkid=870924 Comment: Changed from West to South on 3rd Mar 2022
Note on K994: [Threaded comment] Your version of Excel allows you to read this threaded comment; however, any edits to it will get removed if the file is opened in a newer version of Excel. Learn more: https://go.microsoft.com/fwlink/?linkid=870924 Comment: Added "gravity"
Note on K998: [Threaded comment] Your version of Excel allows you to read this threaded comment; however, any edits to it will get removed if the file is opened in a newer version of Excel. Learn more: https://go.microsoft.com/fwlink/?linkid=870924 Comment: Added "gravity"
Note on K999: [Threaded comment] Your version of Excel allows you to read this threaded comment; however, any edits to it will get removed if the file is opened in a newer version of Excel. Learn more: https://go.microsoft.com/fwlink/?linkid=870924 Comment: Added "gravity"
Note on C1002: [Threaded comment] Your version of Excel allows you to read this threaded comment; however, any edits to it will get removed if the file is opened in a newer version of Excel. Learn more: https://go.microsoft.com/fwlink/?linkid=870924 Comment: Added sump to clarity
Note on A1003: [Threaded comment] Your version of Excel allows you to read this threaded comment; however, any edits to it will get removed if the file is opened in a newer version of Excel. Learn more: https://go.microsoft.com/fwlink/?linkid=870924 Comment: [10th Jan 22] Changed from EO to Storm overflow, was effective from Oct 21
Note on B1003: [Threaded comment] Your version of Excel allows you to read this threaded comment; however, any edits to it will get removed if the file is opened in a newer version of Excel. Learn more: https://go.microsoft.com/fwlink/?linkid=870924 Comment: [10th Jan 22] Changed from EO to Storm overflow, was effective from Oct 21
Note on U1009: [Threaded comment] Your version of Excel allows you to read this threaded comment; however, any edits to it will get removed if the file is opened in a newer version of Excel. Learn more: https://go.microsoft.com/fwlink/?linkid=870924 Comment: Changed from 2310 mm to 230 mm (in May 2021?)
Note on V1009: [Threaded comment] Your version of Excel allows you to read this threaded comment; however, any edits to it will get removed if the file is opened in a newer version of Excel. Learn more: https://go.microsoft.com/fwlink/?linkid=870924 Comment: Changed from 2079 mm to 207 mm (in May 2021).
Note on W1009: [Threaded comment] Your version of Excel allows you to read this threaded comment; however, any edits to it will get removed if the file is opened in a newer version of Excel. Learn more: https://go.microsoft.com/fwlink/?linkid=870924 Comment: Changed from Waste E3182 to Waste E56380
Note on Y1009: [Threaded comment] Your version of Excel allows you to read this threaded comment; however, any edits to it will get removed if the file is opened in a newer version of Excel. Learn more: https://go.microsoft.com/fwlink/?linkid=870924 Comment: Changed from Waste B18615 to Waste B151790 (in May 2021?).
Note on AA1009: [Threaded comment] Your version of Excel allows you to read this threaded comment; however, any edits to it will get removed if the file is opened in a newer version of Excel. Learn more: https://go.microsoft.com/fwlink/?linkid=870924 Comment: Changed from Waste B18616 to Waste B151789 (in May 2021?).
Note on AC1009: [Threaded comment] Your version of Excel allows you to read this threaded comment; however, any edits to it will get removed if the file is opened in a newer version of Excel. Learn more: https://go.microsoft.com/fwlink/?linkid=870924 Comment: Changed from Waste B18617 to Waste B151788 (in May 2021?).
Note on K1010: [Threaded comment] Your version of Excel allows you to read this threaded comment; however, any edits to it will get removed if the file is opened in a newer version of Excel. Learn more: https://go.microsoft.com/fwlink/?linkid=870924 Comment: Added "gravity"
Note on U1010: [Threaded comment] Your version of Excel allows you to read this threaded comment; however, any edits to it will get removed if the file is opened in a newer version of Excel. Learn more: https://go.microsoft.com/fwlink/?linkid=870924 Comment: Sam Westlake changed the Spill Level from 3075 mm to 3390 mm as part of the Spill Level Change Process on 20th May 2024.
Note on V1010: [Threaded comment] Your version of Excel allows you to read this threaded comment; however, any edits to it will get removed if the file is opened in a newer version of Excel. Learn more: https://go.microsoft.com/fwlink/?linkid=870924 Comment: Sam Westlake changed the Pre Spill Level from 2768 mm to 3051 mm as part of the Spill Level Change Process on 20th May 2024.
Note on K1012: [Threaded comment] Your version of Excel allows you to read this threaded comment; however, any edits to it will get removed if the file is opened in a newer version of Excel. Learn more: https://go.microsoft.com/fwlink/?linkid=870924 Comment: Added "gravity"
Note on K1014: [Threaded comment] Your version of Excel allows you to read this threaded comment; however, any edits to it will get removed if the file is opened in a newer version of Excel. Learn more: https://go.microsoft.com/fwlink/?linkid=870924 Comment: Added "gravity"
Note on C1016: [Threaded comment] Your version of Excel allows you to read this threaded comment; however, any edits to it will get removed if the file is opened in a newer version of Excel. Learn more: https://go.microsoft.com/fwlink/?linkid=870924 Comment: Added EO for clarity
Note on C1017: [Threaded comment] Your version of Excel allows you to read this threaded comment; however, any edits to it will get removed if the file is opened in a newer version of Excel. Learn more: https://go.microsoft.com/fwlink/?linkid=870924 Comment: Added sump for clarity
Note on G1019: [Threaded comment] Your version of Excel allows you to read this threaded comment; however, any edits to it will get removed if the file is opened in a newer version of Excel. Learn more: https://go.microsoft.com/fwlink/?linkid=870924 Comment: Changed from South to West on 3rd Mar 2022 Reply: Changed back to South on 4th Aug 2022
Note on K1020: [Threaded comment] Your version of Excel allows you to read this threaded comment; however, any edits to it will get removed if the file is opened in a newer version of Excel. Learn more: https://go.microsoft.com/fwlink/?linkid=870924 Comment: Added "gravity"
Note on W1020: [Threaded comment] Your version of Excel allows you to read this threaded comment; however, any edits to it will get removed if the file is opened in a newer version of Excel. Learn more: https://go.microsoft.com/fwlink/?linkid=870924 Comment: Typo. Changed from Waste E13843 to Waste E13743.
Note on K1023: [Threaded comment] Your version of Excel allows you to read this threaded comment; however, any edits to it will get removed if the file is opened in a newer version of Excel. Learn more: https://go.microsoft.com/fwlink/?linkid=870924 Comment: Added "gravity"
Note on U1023: [Threaded comment] Your version of Excel allows you to read this threaded comment; however, any edits to it will get removed if the file is opened in a newer version of Excel. Learn more: https://go.microsoft.com/fwlink/?linkid=870924 Comment: Updated from 3255 to 3270 Reply: Flow Measurement Team resurveyed site on 12th July 2023.
Note on V1023: [Threaded comment] Your version of Excel allows you to read this threaded comment; however, any edits to it will get removed if the file is opened in a newer version of Excel. Learn more: https://go.microsoft.com/fwlink/?linkid=870924 Comment: Updated from 2930 to 2943 Reply: Flow Measurement Team resurveyed site on 12th July 2023.
Note on K1025: [Threaded comment] Your version of Excel allows you to read this threaded comment; however, any edits to it will get removed if the file is opened in a newer version of Excel. Learn more: https://go.microsoft.com/fwlink/?linkid=870924 Comment: Added "gravity"
Note on U1025: [Threaded comment] Your version of Excel allows you to read this threaded comment; however, any edits to it will get removed if the file is opened in a newer version of Excel. Learn more: https://go.microsoft.com/fwlink/?linkid=870924 Comment: Changed Spill Level from 2487 mm to 2199 mm. 2487mm is the Span.
Note on V1025: [Threaded comment] Your version of Excel allows you to read this threaded comment; however, any edits to it will get removed if the file is opened in a newer version of Excel. Learn more: https://go.microsoft.com/fwlink/?linkid=870924 Comment: Change Pre-Spill Level from 2238mm to 1979 mm.
Note on K1028: [Threaded comment] Your version of Excel allows you to read this threaded comment; however, any edits to it will get removed if the file is opened in a newer version of Excel. Learn more: https://go.microsoft.com/fwlink/?linkid=870924 Comment: Added "gravity"
Note on U1032: [Threaded comment] Your version of Excel allows you to read this threaded comment; however, any edits to it will get removed if the file is opened in a newer version of Excel. Learn more: https://go.microsoft.com/fwlink/?linkid=870924 Comment: Now is an analogue level EDM so changed from N/A to 1950mm
Note on Y1032: [Threaded comment] Your version of Excel allows you to read this threaded comment; however, any edits to it will get removed if the file is opened in a newer version of Excel. Learn more: https://go.microsoft.com/fwlink/?linkid=870924 Comment: Update from B43446 to B43741
Note on G1036: [Threaded comment] Your version of Excel allows you to read this threaded comment; however, any edits to it will get removed if the file is opened in a newer version of Excel. Learn more: https://go.microsoft.com/fwlink/?linkid=870924 Comment: Changed from South to West on 3rd Mar 2022
Note on H1038: [Threaded comment] Your version of Excel allows you to read this threaded comment; however, any edits to it will get removed if the file is opened in a newer version of Excel. Learn more: https://go.microsoft.com/fwlink/?linkid=870924 Comment: Updated to ST6154178448
Note on W1041: [Threaded comment] Your version of Excel allows you to read this threaded comment; however, any edits to it will get removed if the file is opened in a newer version of Excel. Learn more: https://go.microsoft.com/fwlink/?linkid=870924 Comment: Updated from E10937 TO E10938
Note on U1042: [Threaded comment] Your version of Excel allows you to read this threaded comment; however, any edits to it will get removed if the file is opened in a newer version of Excel. Learn more: https://go.microsoft.com/fwlink/?linkid=870924 Comment: Updated to 2350
Note on W1042: [Threaded comment] Your version of Excel allows you to read this threaded comment; however, any edits to it will get removed if the file is opened in a newer version of Excel. Learn more: https://go.microsoft.com/fwlink/?linkid=870924 Comment: Updated from E11631 to E11632
Note on U1043: [Threaded comment] Your version of Excel allows you to read this threaded comment; however, any edits to it will get removed if the file is opened in a newer version of Excel. Learn more: https://go.microsoft.com/fwlink/?linkid=870924 Comment: Changed from 4570mm to 2700 mm. 4570mm relates to high-level gravity overflow. O&M Manual and SAST surveys give 1700 mm as storm weir level but Storm Pump Start level was raised to 2700mm to prevent air-locking.
Note on V1043: [Threaded comment] Your version of Excel allows you to read this threaded comment; however, any edits to it will get removed if the file is opened in a newer version of Excel. Learn more: https://go.microsoft.com/fwlink/?linkid=870924 Comment: Changed from 4113 mm to 2430 mm. 4113mm related to high-level overflow. O&M Manual and SAST surveys give storm weir as 1700mm but Storm Pump Start level was raised to 2700mm to prevent air-locking.
Note on U1044: [Threaded comment] Your version of Excel allows you to read this threaded comment; however, any edits to it will get removed if the file is opened in a newer version of Excel. Learn more: https://go.microsoft.com/fwlink/?linkid=870924 Comment: Changed from 4570 mm to 5140 mm. SAST survey gives 5140mm and Jan 2023 levels probably support this.
Note on V1044: [Threaded comment] Your version of Excel allows you to read this threaded comment; however, any edits to it will get removed if the file is opened in a newer version of Excel. Learn more: https://go.microsoft.com/fwlink/?linkid=870924 Comment: Changed from 4113 mm to 4626 mm. SAST survey gives 5140mm and Jan 2023 levels probably support this.
Note on K1045: [Threaded comment] Your version of Excel allows you to read this threaded comment; however, any edits to it will get removed if the file is opened in a newer version of Excel. Learn more: https://go.microsoft.com/fwlink/?linkid=870924 Comment: Added "gravity"
Note on K1046: [Threaded comment] Your version of Excel allows you to read this threaded comment; however, any edits to it will get removed if the file is opened in a newer version of Excel. Learn more: https://go.microsoft.com/fwlink/?linkid=870924 Comment: Added "gravity"
Note on K1048: [Threaded comment] Your version of Excel allows you to read this threaded comment; however, any edits to it will get removed if the file is opened in a newer version of Excel. Learn more: https://go.microsoft.com/fwlink/?linkid=870924 Comment: Added "gravity"
Note on K1049: [Threaded comment] Your version of Excel allows you to read this threaded comment; however, any edits to it will get removed if the file is opened in a newer version of Excel. Learn more: https://go.microsoft.com/fwlink/?linkid=870924 Comment: Added "gravity"
Note on K1051: [Threaded comment] Your version of Excel allows you to read this threaded comment; however, any edits to it will get removed if the file is opened in a newer version of Excel. Learn more: https://go.microsoft.com/fwlink/?linkid=870924 Comment: Added "gravity"
Note on U1053: [Threaded comment] Your version of Excel allows you to read this threaded comment; however, any edits to it will get removed if the file is opened in a newer version of Excel. Learn more: https://go.microsoft.com/fwlink/?linkid=870924 Comment: Updated Spill Level from 2145 mm to 2840 mm based on a site test.
Note on V1053: [Threaded comment] Your version of Excel allows you to read this threaded comment; however, any edits to it will get removed if the file is opened in a newer version of Excel. Learn more: https://go.microsoft.com/fwlink/?linkid=870924 Comment: Updated Spill Level from 1930 mm to 2556 mm based on a site test.
Note on K1054: [Threaded comment] Your version of Excel allows you to read this threaded comment; however, any edits to it will get removed if the file is opened in a newer version of Excel. Learn more: https://go.microsoft.com/fwlink/?linkid=870924 Comment: Added "gravity"
Note on K1057: [Threaded comment] Your version of Excel allows you to read this threaded comment; however, any edits to it will get removed if the file is opened in a newer version of Excel. Learn more: https://go.microsoft.com/fwlink/?linkid=870924 Comment: Added "gravity"
Note on K1061: [Threaded comment] Your version of Excel allows you to read this threaded comment; however, any edits to it will get removed if the file is opened in a newer version of Excel. Learn more: https://go.microsoft.com/fwlink/?linkid=870924 Comment: Added "gravity"
Note on K1062: [Threaded comment] Your version of Excel allows you to read this threaded comment; however, any edits to it will get removed if the file is opened in a newer version of Excel. Learn more: https://go.microsoft.com/fwlink/?linkid=870924 Comment: Added "gravity"
Note on K1063: [Threaded comment] Your version of Excel allows you to read this threaded comment; however, any edits to it will get removed if the file is opened in a newer version of Excel. Learn more: https://go.microsoft.com/fwlink/?linkid=870924 Comment: Updated to pumped
Note on U1063: [Threaded comment] Your version of Excel allows you to read this threaded comment; however, any edits to it will get removed if the file is opened in a newer version of Excel. Learn more: https://go.microsoft.com/fwlink/?linkid=870924 Comment: Updated to N/A as site is pumped to ENV now
Note on W1063: [Threaded comment] Your version of Excel allows you to read this threaded comment; however, any edits to it will get removed if the file is opened in a newer version of Excel. Learn more: https://go.microsoft.com/fwlink/?linkid=870924 Comment: Updated from E7082 to E7458 (Storm Pump Chamber)
Note on X1063: [Threaded comment] Your version of Excel allows you to read this threaded comment; however, any edits to it will get removed if the file is opened in a newer version of Excel. Learn more: https://go.microsoft.com/fwlink/?linkid=870924 Comment: Updated to waste2
Note on Y1063: [Threaded comment] Your version of Excel allows you to read this threaded comment; however, any edits to it will get removed if the file is opened in a newer version of Excel. Learn more: https://go.microsoft.com/fwlink/?linkid=870924 Comment: Updated with storm pump RS and alarms
Note on K1068: [Threaded comment] Your version of Excel allows you to read this threaded comment; however, any edits to it will get removed if the file is opened in a newer version of Excel. Learn more: https://go.microsoft.com/fwlink/?linkid=870924 Comment: Added "gravity"
Note on K1069: [Threaded comment] Your version of Excel allows you to read this threaded comment; however, any edits to it will get removed if the file is opened in a newer version of Excel. Learn more: https://go.microsoft.com/fwlink/?linkid=870924 Comment: Added "gravity"
Note on U1074: [Threaded comment] Your version of Excel allows you to read this threaded comment; however, any edits to it will get removed if the file is opened in a newer version of Excel. Learn more: https://go.microsoft.com/fwlink/?linkid=870924 Comment: 6432 Reply: Spill Level was changed from 6539 mm (AMP5) to 6432 mm (AMP7).
Note on U1076: [Threaded comment] Your version of Excel allows you to read this threaded comment; however, any edits to it will get removed if the file is opened in a newer version of Excel. Learn more: https://go.microsoft.com/fwlink/?linkid=870924 Comment: Changed Spill Level from 2485 mm to 2610 mm. Martin Dodds performed a wet fill test on 15th July 2024.
Note on V1076: [Threaded comment] Your version of Excel allows you to read this threaded comment; however, any edits to it will get removed if the file is opened in a newer version of Excel. Learn more: https://go.microsoft.com/fwlink/?linkid=870924 Comment: Changed Pre-Spill Level from 2237 mm to 2362 mm. Martin Dodds performed a wet fill test on 15th July 2024.
Note on K1077: [Threaded comment] Your version of Excel allows you to read this threaded comment; however, any edits to it will get removed if the file is opened in a newer version of Excel. Learn more: https://go.microsoft.com/fwlink/?linkid=870924 Comment: Added "gravity"
Note on U1078: [Threaded comment] Your version of Excel allows you to read this threaded comment; however, any edits to it will get removed if the file is opened in a newer version of Excel. Learn more: https://go.microsoft.com/fwlink/?linkid=870924 Comment: Update from 567mm to 568mm
Note on W1081: [Threaded comment] Your version of Excel allows you to read this threaded comment; however, any edits to it will get removed if the file is opened in a newer version of Excel. Learn more: https://go.microsoft.com/fwlink/?linkid=870924 Comment: Updated from E19863 to E19864.
Note on W1082: [Threaded comment] Your version of Excel allows you to read this threaded comment; however, any edits to it will get removed if the file is opened in a newer version of Excel. Learn more: https://go.microsoft.com/fwlink/?linkid=870924 Comment: Updated from E19902 to E19903.
Note on K1085: [Threaded comment] Your version of Excel allows you to read this threaded comment; however, any edits to it will get removed if the file is opened in a newer version of Excel. Learn more: https://go.microsoft.com/fwlink/?linkid=870924 Comment: Added "gravity"
Note on U1094: [Threaded comment] Your version of Excel allows you to read this threaded comment; however, any edits to it will get removed if the file is opened in a newer version of Excel. Learn more: https://go.microsoft.com/fwlink/?linkid=870924 Comment: Updated from 4004 to 3969
Note on U1098: [Threaded comment] Your version of Excel allows you to read this threaded comment; however, any edits to it will get removed if the file is opened in a newer version of Excel. Learn more: https://go.microsoft.com/fwlink/?linkid=870924 Comment: Updated to 2245mm from 5495mm
Note on W1098: [Threaded comment] Your version of Excel allows you to read this threaded comment; however, any edits to it will get removed if the file is opened in a newer version of Excel. Learn more: https://go.microsoft.com/fwlink/?linkid=870924 Comment: Update to EDM location from wet well to screen chamber so change in analogue signal from E52259 to E52257.
Note on Y1098: [Threaded comment] Your version of Excel allows you to read this threaded comment; however, any edits to it will get removed if the file is opened in a newer version of Excel. Learn more: https://go.microsoft.com/fwlink/?linkid=870924 Comment: Updated to B137529 from B137033
Note on AA1098: [Threaded comment] Your version of Excel allows you to read this threaded comment; however, any edits to it will get removed if the file is opened in a newer version of Excel. Learn more: https://go.microsoft.com/fwlink/?linkid=870924 Comment: Currently no Pre-Spill alarm so updated from B137035 to N/A
Note on AC1098: [Threaded comment] Your version of Excel allows you to read this threaded comment; however, any edits to it will get removed if the file is opened in a newer version of Excel. Learn more: https://go.microsoft.com/fwlink/?linkid=870924 Comment: Updated from B137036 to B137533
Note on K1100: [Threaded comment] Your version of Excel allows you to read this threaded comment; however, any edits to it will get removed if the file is opened in a newer version of Excel. Learn more: https://go.microsoft.com/fwlink/?linkid=870924 Comment: Added "gravity"
Note on K1101: [Threaded comment] Your version of Excel allows you to read this threaded comment; however, any edits to it will get removed if the file is opened in a newer version of Excel. Learn more: https://go.microsoft.com/fwlink/?linkid=870924 Comment: Changed from "Pumped" to "Gravity" on 18th Nov 2021.
Note on U1101: [Threaded comment] Your version of Excel allows you to read this threaded comment; however, any edits to it will get removed if the file is opened in a newer version of Excel. Learn more: https://go.microsoft.com/fwlink/?linkid=870924 Comment: Updated from N/A to 2245mm
Note on W1101: [Threaded comment] Your version of Excel allows you to read this threaded comment; however, any edits to it will get removed if the file is opened in a newer version of Excel. Learn more: https://go.microsoft.com/fwlink/?linkid=870924 Comment: updated from E58071 to E58063
Note on U1102: [Threaded comment] Your version of Excel allows you to read this threaded comment; however, any edits to it will get removed if the file is opened in a newer version of Excel. Learn more: https://go.microsoft.com/fwlink/?linkid=870924 Comment: Update from N/A to 3500mm
Note on W1102: [Threaded comment] Your version of Excel allows you to read this threaded comment; however, any edits to it will get removed if the file is opened in a newer version of Excel. Learn more: https://go.microsoft.com/fwlink/?linkid=870924 Comment: Waste E12518 is the EDM signal but this is not fully commissioned. E12516 is the Sump Level
Note on Y1102: [Threaded comment] Your version of Excel allows you to read this threaded comment; however, any edits to it will get removed if the file is opened in a newer version of Excel. Learn more: https://go.microsoft.com/fwlink/?linkid=870924 Comment: Changed DB address from B8594 to B68594. Missing 6. Reply: Updated from B68594 to B68596 Reply: Added Waste B68614 Overflow Pump RS signal
Note on G1103: [Threaded comment] Your version of Excel allows you to read this threaded comment; however, any edits to it will get removed if the file is opened in a newer version of Excel. Learn more: https://go.microsoft.com/fwlink/?linkid=870924 Comment: Chnaged from North to West on 3rd Feb 2022
Note on U1104: [Threaded comment] Your version of Excel allows you to read this threaded comment; however, any edits to it will get removed if the file is opened in a newer version of Excel. Learn more: https://go.microsoft.com/fwlink/?linkid=870924 Comment: Updated from 950mm to 69.98%. Reply: Reverted change. AMP5 O&M Manual used 950 mm.
Note on V1104: [Threaded comment] Your version of Excel allows you to read this threaded comment; however, any edits to it will get removed if the file is opened in a newer version of Excel. Learn more: https://go.microsoft.com/fwlink/?linkid=870924 Comment: Updated from 885mm to 62.98%. Reply: Reverted to 885mm based on AMP5 O&M Manual.
Note on U1105: [Threaded comment] Your version of Excel allows you to read this threaded comment; however, any edits to it will get removed if the file is opened in a newer version of Excel. Learn more: https://go.microsoft.com/fwlink/?linkid=870924 Comment: wrongly put in on PRISM
Note on V1111: [Threaded comment] Your version of Excel allows you to read this threaded comment; however, any edits to it will get removed if the file is opened in a newer version of Excel. Learn more: https://go.microsoft.com/fwlink/?linkid=870924 Comment: Pre-spill wrong
Note on U1114: [Threaded comment] Your version of Excel allows you to read this threaded comment; however, any edits to it will get removed if the file is opened in a newer version of Excel. Learn more: https://go.microsoft.com/fwlink/?linkid=870924 Comment: Updated from 1390mm to 1430mm
Note on W1115: [Threaded comment] Your version of Excel allows you to read this threaded comment; however, any edits to it will get removed if the file is opened in a newer version of Excel. Learn more: https://go.microsoft.com/fwlink/?linkid=870924 Comment: Updated from E22222 to E94850
Note on U1116: [Threaded comment] Your version of Excel allows you to read this threaded comment; however, any edits to it will get removed if the file is opened in a newer version of Excel. Learn more: https://go.microsoft.com/fwlink/?linkid=870924 Comment: Original setting was 1105mm. Then 20 mm (2021?). Changed to 50 mm on 25th March 2022. Reply: Changed to 800 mm after ultrasonic was moved to the screen chamber (wet-side) on 20th May 2022.
Note on V1116: [Threaded comment] Your version of Excel allows you to read this threaded comment; however, any edits to it will get removed if the file is opened in a newer version of Excel. Learn more: https://go.microsoft.com/fwlink/?linkid=870924 Comment: Old setting was 995 mm. No Pre-Spill alarm now. Reply: Changed to 720 mm after ultrasonic was moved to the screen chamber (wet-side) on 20th May 2022.
Note on U1117: [Threaded comment] Your version of Excel allows you to read this threaded comment; however, any edits to it will get removed if the file is opened in a newer version of Excel. Learn more: https://go.microsoft.com/fwlink/?linkid=870924 Comment: Update from 3205mm to 3280mm
Note on C1118: [Threaded comment] Your version of Excel allows you to read this threaded comment; however, any edits to it will get removed if the file is opened in a newer version of Excel. Learn more: https://go.microsoft.com/fwlink/?linkid=870924 Comment: Corrected Site Name from ILMINSTER Frost Lane SPS to ILTON Frost Lane SPS
Note on U1119: [Threaded comment] Your version of Excel allows you to read this threaded comment; however, any edits to it will get removed if the file is opened in a newer version of Excel. Learn more: https://go.microsoft.com/fwlink/?linkid=870924 Comment: Updated from 6050 to 6290. Reply: Site was resurveyed by Flow Measurement Team on 30th June 2023.
Note on V1119: [Threaded comment] Your version of Excel allows you to read this threaded comment; however, any edits to it will get removed if the file is opened in a newer version of Excel. Learn more: https://go.microsoft.com/fwlink/?linkid=870924 Comment: Spill Level was resurveyed on 30th Jun 2023. Pre-Spill Level changed from 5445 mm to 5661 mm.
Note on U1120: [Threaded comment] Your version of Excel allows you to read this threaded comment; however, any edits to it will get removed if the file is opened in a newer version of Excel. Learn more: https://go.microsoft.com/fwlink/?linkid=870924 Comment: Updated from 3100 to 3310. Reply: Site was resurveyed by Flow Measurement Team on 21st July 2023.
Note on V1120: [Threaded comment] Your version of Excel allows you to read this threaded comment; however, any edits to it will get removed if the file is opened in a newer version of Excel. Learn more: https://go.microsoft.com/fwlink/?linkid=870924 Comment: Changed Pre-Spill Level from 2790 mm to 2979 mm. Site was resurveyed by Flow Measurement Team on 21st July 2023; Paul Simcox changed set-points in July 2024.
Note on U1122: [Threaded comment] Your version of Excel allows you to read this threaded comment; however, any edits to it will get removed if the file is opened in a newer version of Excel. Learn more: https://go.microsoft.com/fwlink/?linkid=870924 Comment: Updated from 2735 to 2700. Reply: O&M Manual states that the Spill Level is 2735mm but that the ultrasonic can only read up to 2700mm.
Note on V1122: [Threaded comment] Your version of Excel allows you to read this threaded comment; however, any edits to it will get removed if the file is opened in a newer version of Excel. Learn more: https://go.microsoft.com/fwlink/?linkid=870924 Comment: Updated from 2461.5 to 2430.
Note on W1123: [Threaded comment] Your version of Excel allows you to read this threaded comment; however, any edits to it will get removed if the file is opened in a newer version of Excel. Learn more: https://go.microsoft.com/fwlink/?linkid=870924 Comment: Panel replaced on-site. Analogue signal changed from Waste E17760 to Waste E96028.
Note on Y1123: [Threaded comment] Your version of Excel allows you to read this threaded comment; however, any edits to it will get removed if the file is opened in a newer version of Excel. Learn more: https://go.microsoft.com/fwlink/?linkid=870924 Comment: Panel replaced on-site. Spill alarm changed from Waste B88187 to Waste B164697.
Note on AA1123: [Threaded comment] Your version of Excel allows you to read this threaded comment; however, any edits to it will get removed if the file is opened in a newer version of Excel. Learn more: https://go.microsoft.com/fwlink/?linkid=870924 Comment: Panel replaced on-site. Spill alarm changed from N/A to Waste B164696.
Note on AC1123: [Threaded comment] Your version of Excel allows you to read this threaded comment; however, any edits to it will get removed if the file is opened in a newer version of Excel. Learn more: https://go.microsoft.com/fwlink/?linkid=870924 Comment: Panel replaced on-site. LOE alarm changed from N/A to Waste B164696.
Note on K1125: [Threaded comment] Your version of Excel allows you to read this threaded comment; however, any edits to it will get removed if the file is opened in a newer version of Excel. Learn more: https://go.microsoft.com/fwlink/?linkid=870924 Comment: Added "gravity"
Note on U1128: [Threaded comment] Your version of Excel allows you to read this threaded comment; however, any edits to it will get removed if the file is opened in a newer version of Excel. Learn more: https://go.microsoft.com/fwlink/?linkid=870924 Comment: Update from 1281mm to 808mm
Note on W1128: [Threaded comment] Your version of Excel allows you to read this threaded comment; however, any edits to it will get removed if the file is opened in a newer version of Excel. Learn more: https://go.microsoft.com/fwlink/?linkid=870924 Comment: Update from E17215 to E17217
Note on Y1128: [Threaded comment] Your version of Excel allows you to read this threaded comment; however, any edits to it will get removed if the file is opened in a newer version of Excel. Learn more: https://go.microsoft.com/fwlink/?linkid=870924 Comment: Updated from B83013 to B83014
Note on AC1128: [Threaded comment] Your version of Excel allows you to read this threaded comment; however, any edits to it will get removed if the file is opened in a newer version of Excel. Learn more: https://go.microsoft.com/fwlink/?linkid=870924 Comment: Update from B83016 to B83017
Note on U1129: [Threaded comment] Your version of Excel allows you to read this threaded comment; however, any edits to it will get removed if the file is opened in a newer version of Excel. Learn more: https://go.microsoft.com/fwlink/?linkid=870924 Comment: Updated from 4670 to 4725.
Note on C1131: [Threaded comment] Your version of Excel allows you to read this threaded comment; however, any edits to it will get removed if the file is opened in a newer version of Excel. Learn more: https://go.microsoft.com/fwlink/?linkid=870924 Comment: Added EO for clarity
Note on C1132: [Threaded comment] Your version of Excel allows you to read this threaded comment; however, any edits to it will get removed if the file is opened in a newer version of Excel. Learn more: https://go.microsoft.com/fwlink/?linkid=870924 Comment: Added SUMP for clarity
Note on U1134: [Threaded comment] Your version of Excel allows you to read this threaded comment; however, any edits to it will get removed if the file is opened in a newer version of Excel. Learn more: https://go.microsoft.com/fwlink/?linkid=870924 Comment: Updated from 995 to 960. Reply: AMP7 work on 14th Dec 2023: Spill Level changed from 960mm to 920 mm.
Note on V1134: [Threaded comment] Your version of Excel allows you to read this threaded comment; however, any edits to it will get removed if the file is opened in a newer version of Excel. Learn more: https://go.microsoft.com/fwlink/?linkid=870924 Comment: Updated from 896 to 864. Reply: AMP7 work on 14th Dec 2023: Pre-Spill Level changed from 864 mm to 828 mm.
Note on W1138: [Threaded comment] Your version of Excel allows you to read this threaded comment; however, any edits to it will get removed if the file is opened in a newer version of Excel. Learn more: https://go.microsoft.com/fwlink/?linkid=870924 Comment: Wet well
Note on U1140: [Threaded comment] Your version of Excel allows you to read this threaded comment; however, any edits to it will get removed if the file is opened in a newer version of Excel. Learn more: https://go.microsoft.com/fwlink/?linkid=870924 Comment: Changed from 4175 mm to 4250 mm based on site measurements on 20th Oct 2022. Reply: New Spill Level: changed from 4250 mm to 3980 mm on 11th Apr 2023.
Note on V1140: [Threaded comment] Your version of Excel allows you to read this threaded comment; however, any edits to it will get removed if the file is opened in a newer version of Excel. Learn more: https://go.microsoft.com/fwlink/?linkid=870924 Comment: Changed from 3757.5 mm to 3825 mm based on site measurements on 20th Oct 2022. Reply: Changed Pre-Spill alarm from 3825mm to 3582 mm on 12th Apr 2023.
Note on K1143: [Threaded comment] Your version of Excel allows you to read this threaded comment; however, any edits to it will get removed if the file is opened in a newer version of Excel. Learn more: https://go.microsoft.com/fwlink/?linkid=870924 Comment: Changed from Pumped to Gravity on 18th Nov 2021
Note on K1144: [Threaded comment] Your version of Excel allows you to read this threaded comment; however, any edits to it will get removed if the file is opened in a newer version of Excel. Learn more: https://go.microsoft.com/fwlink/?linkid=870924 Comment: Added "gravity"
Note on W1144: [Threaded comment] Your version of Excel allows you to read this threaded comment; however, any edits to it will get removed if the file is opened in a newer version of Excel. Learn more: https://go.microsoft.com/fwlink/?linkid=870924 Comment: Analogue signal changed from Waste E15525 to Waste2 E45041. Panel changed to Pulsar Ultimate.
Note on X1144: [Threaded comment] Your version of Excel allows you to read this threaded comment; however, any edits to it will get removed if the file is opened in a newer version of Excel. Learn more: https://go.microsoft.com/fwlink/?linkid=870924 Comment: Changed from Waste to Waste2 after Pulsar Ultimate installed.
Note on Y1144: [Threaded comment] Your version of Excel allows you to read this threaded comment; however, any edits to it will get removed if the file is opened in a newer version of Excel. Learn more: https://go.microsoft.com/fwlink/?linkid=870924 Comment: Changed from Waste B82328 to Waste2 B25705. Panel changed to a Pulsar Ultimate.
Note on Z1144: [Threaded comment] Your version of Excel allows you to read this threaded comment; however, any edits to it will get removed if the file is opened in a newer version of Excel. Learn more: https://go.microsoft.com/fwlink/?linkid=870924 Comment: Changed from Waste to Waste2 after Pulsar Ultimate installed.
Note on AA1144: [Threaded comment] Your version of Excel allows you to read this threaded comment; however, any edits to it will get removed if the file is opened in a newer version of Excel. Learn more: https://go.microsoft.com/fwlink/?linkid=870924 Comment: Changed from Waste B82338 to N/A. Panel changed to Pulsar Ultimate.
Note on AC1144: [Threaded comment] Your version of Excel allows you to read this threaded comment; however, any edits to it will get removed if the file is opened in a newer version of Excel. Learn more: https://go.microsoft.com/fwlink/?linkid=870924 Comment: Changed from Waste B82329 to N/A. Panel replaced with Pulsar Ultimate.
Note on K1147: [Threaded comment] Your version of Excel allows you to read this threaded comment; however, any edits to it will get removed if the file is opened in a newer version of Excel. Learn more: https://go.microsoft.com/fwlink/?linkid=870924 Comment: Added "gravity"
Note on U1149: [Threaded comment] Your version of Excel allows you to read this threaded comment; however, any edits to it will get removed if the file is opened in a newer version of Excel. Learn more: https://go.microsoft.com/fwlink/?linkid=870924 Comment: Update from 5131mm to 3220mm
Note on W1149: [Threaded comment] Your version of Excel allows you to read this threaded comment; however, any edits to it will get removed if the file is opened in a newer version of Excel. Learn more: https://go.microsoft.com/fwlink/?linkid=870924 Comment: Update from E19512 to E19515
Note on Y1149: [Threaded comment] Your version of Excel allows you to read this threaded comment; however, any edits to it will get removed if the file is opened in a newer version of Excel. Learn more: https://go.microsoft.com/fwlink/?linkid=870924 Comment: Update from B95078 to B95079
Note on A1150: [Threaded comment] Your version of Excel allows you to read this threaded comment; however, any edits to it will get removed if the file is opened in a newer version of Excel. Learn more: https://go.microsoft.com/fwlink/?linkid=870924 Comment: Changed from 15718X1 to 15718B1 following Anthony Marsh's e-mail. Reply: Changed Permit Reference from B to C; information from Dave Penn.
Note on B1150: [Threaded comment] Your version of Excel allows you to read this threaded comment; however, any edits to it will get removed if the file is opened in a newer version of Excel. Learn more: https://go.microsoft.com/fwlink/?linkid=870924 Comment: Changed from 15718X1 to 15718B1 following Anthony Marsh's e-mail. Reply: Changed Permit Reference from B to C; information from Dave Penn.
Note on K1150: [Threaded comment] Your version of Excel allows you to read this threaded comment; however, any edits to it will get removed if the file is opened in a newer version of Excel. Learn more: https://go.microsoft.com/fwlink/?linkid=870924 Comment: Added "gravity"
Note on C1152: [Threaded comment] Your version of Excel allows you to read this threaded comment; however, any edits to it will get removed if the file is opened in a newer version of Excel. Learn more: https://go.microsoft.com/fwlink/?linkid=870924 Comment: Added EO for clarity
Note on G1152: [Threaded comment] Your version of Excel allows you to read this threaded comment; however, any edits to it will get removed if the file is opened in a newer version of Excel. Learn more: https://go.microsoft.com/fwlink/?linkid=870924 Comment: Changed from South to West on 3rd Mar 2022
Note on C1153: [Threaded comment] Your version of Excel allows you to read this threaded comment; however, any edits to it will get removed if the file is opened in a newer version of Excel. Learn more: https://go.microsoft.com/fwlink/?linkid=870924 Comment: Added sump for clarity
Note on K1154: [Threaded comment] Your version of Excel allows you to read this threaded comment; however, any edits to it will get removed if the file is opened in a newer version of Excel. Learn more: https://go.microsoft.com/fwlink/?linkid=870924 Comment: Added "gravity"
Note on U1155: [Threaded comment] Your version of Excel allows you to read this threaded comment; however, any edits to it will get removed if the file is opened in a newer version of Excel. Learn more: https://go.microsoft.com/fwlink/?linkid=870924 Comment: Changed Spill Level from 2220 mm to 2184 mm. Flow Measurement resurveyed site on 30th June 2023; Paul Simcox changed set-points in July 2024.
Note on V1155: [Threaded comment] Your version of Excel allows you to read this threaded comment; however, any edits to it will get removed if the file is opened in a newer version of Excel. Learn more: https://go.microsoft.com/fwlink/?linkid=870924 Comment: Changed Pre-Spill Level from 1998 mm to1966 mm. Flow Measurement resurveyed site on 30th June 2023; Paul Simcox changed set-points in July 2024.
Note on AA1158: [Threaded comment] Your version of Excel allows you to read this threaded comment; however, any edits to it will get removed if the file is opened in a newer version of Excel. Learn more: https://go.microsoft.com/fwlink/?linkid=870924 Comment: PRE-SPILL ADDED FROM AMP7 INSTALLATION, USING SAME ANALOGUE AS EO
Note on AC1158: [Threaded comment] Your version of Excel allows you to read this threaded comment; however, any edits to it will get removed if the file is opened in a newer version of Excel. Learn more: https://go.microsoft.com/fwlink/?linkid=870924 Comment: LOE ADDED FROM AMP7 INSTALLATION, USING SAME ANALOGUE AS EO
Note on K1159: [Threaded comment] Your version of Excel allows you to read this threaded comment; however, any edits to it will get removed if the file is opened in a newer version of Excel. Learn more: https://go.microsoft.com/fwlink/?linkid=870924 Comment: Added "gravity"
Note on C1163: [Threaded comment] Your version of Excel allows you to read this threaded comment; however, any edits to it will get removed if the file is opened in a newer version of Excel. Learn more: https://go.microsoft.com/fwlink/?linkid=870924 Comment: [MH: 13th April 2023] - No dates for installation but in AMP7 tracker.
Note on K1163: [Threaded comment] Your version of Excel allows you to read this threaded comment; however, any edits to it will get removed if the file is opened in a newer version of Excel. Learn more: https://go.microsoft.com/fwlink/?linkid=870924 Comment: Added "gravity"
Note on U1164: [Threaded comment] Your version of Excel allows you to read this threaded comment; however, any edits to it will get removed if the file is opened in a newer version of Excel. Learn more: https://go.microsoft.com/fwlink/?linkid=870924 Comment: Updated from 2790 to 2095. Reply: Flow Measurement Team resurveyed site on 21st July 2024; Paul Simcox updated set-points in July 2024.
Note on V1164: [Threaded comment] Your version of Excel allows you to read this threaded comment; however, any edits to it will get removed if the file is opened in a newer version of Excel. Learn more: https://go.microsoft.com/fwlink/?linkid=870924 Comment: Updated from 2511 to 1885.5. Reply: Changed Pre-Spill Level from 1885.5 mm to 1886 mm. Flow Measurement Team resurveyed site on 21st July 2024; Paul Simcox updated set-points in July 2024.
Note on U1166: [Threaded comment] Your version of Excel allows you to read this threaded comment; however, any edits to it will get removed if the file is opened in a newer version of Excel. Learn more: https://go.microsoft.com/fwlink/?linkid=870924 Comment: Site was resurveyed by Flow Measurement Team on 21st Feb 2024. Spill Level changed from 2235 mm to 2963 mm.
Note on V1166: [Threaded comment] Your version of Excel allows you to read this threaded comment; however, any edits to it will get removed if the file is opened in a newer version of Excel. Learn more: https://go.microsoft.com/fwlink/?linkid=870924 Comment: Site was resurveyed by Flow Measurement Team on 21st Feb 2024. Pre-Spill Level changed from 2012 mm to 2667 mm.
Note on K1167: [Threaded comment] Your version of Excel allows you to read this threaded comment; however, any edits to it will get removed if the file is opened in a newer version of Excel. Learn more: https://go.microsoft.com/fwlink/?linkid=870924 Comment: Added "pumped"
Note on U1171: [Threaded comment] Your version of Excel allows you to read this threaded comment; however, any edits to it will get removed if the file is opened in a newer version of Excel. Learn more: https://go.microsoft.com/fwlink/?linkid=870924 Comment: Changed Spill Level from 3150 mm to 3252 mm. (Previous setting 3100 mm?). Flow Measurement Team resurveyed site on 19th Mar 2024, Paul Simcox changed set-points in July 2024.
Note on V1171: [Threaded comment] Your version of Excel allows you to read this threaded comment; however, any edits to it will get removed if the file is opened in a newer version of Excel. Learn more: https://go.microsoft.com/fwlink/?linkid=870924 Comment: Changed Pre-Spill Level from 2835 mm to 2927 mm. Flow Measurement Team resurveyed site on 19th Mar 2024, Paul Simcox changed set-points in July 2024.
Note on U1173: [Threaded comment] Your version of Excel allows you to read this threaded comment; however, any edits to it will get removed if the file is opened in a newer version of Excel. Learn more: https://go.microsoft.com/fwlink/?linkid=870924 Comment: Changed from 635mm to 574mm after observed Spill on 23rd Oct 2023.
Note on V1173: [Threaded comment] Your version of Excel allows you to read this threaded comment; however, any edits to it will get removed if the file is opened in a newer version of Excel. Learn more: https://go.microsoft.com/fwlink/?linkid=870924 Comment: Changed from 572 mm to 515 mm after observed Spill on 23rd Oct 2023.
Note on U1176: [Threaded comment] Your version of Excel allows you to read this threaded comment; however, any edits to it will get removed if the file is opened in a newer version of Excel. Learn more: https://go.microsoft.com/fwlink/?linkid=870924 Comment: Updated from 495 to 472.
Note on V1176: [Threaded comment] Your version of Excel allows you to read this threaded comment; however, any edits to it will get removed if the file is opened in a newer version of Excel. Learn more: https://go.microsoft.com/fwlink/?linkid=870924 Comment: Updated from 446 to 425.
Note on U1182: [Threaded comment] Your version of Excel allows you to read this threaded comment; however, any edits to it will get removed if the file is opened in a newer version of Excel. Learn more: https://go.microsoft.com/fwlink/?linkid=870924 Comment: Changed from 1200mm to 990mm on 7th Nov 2022.
Note on V1182: [Threaded comment] Your version of Excel allows you to read this threaded comment; however, any edits to it will get removed if the file is opened in a newer version of Excel. Learn more: https://go.microsoft.com/fwlink/?linkid=870924 Comment: Changed from 1098 mm to 891 mm on 7th Nov 2022.
Note on U1201: [Threaded comment] Your version of Excel allows you to read this threaded comment; however, any edits to it will get removed if the file is opened in a newer version of Excel. Learn more: https://go.microsoft.com/fwlink/?linkid=870924 Comment: Updated from 660 to 800.
Note on V1201: [Threaded comment] Your version of Excel allows you to read this threaded comment; however, any edits to it will get removed if the file is opened in a newer version of Excel. Learn more: https://go.microsoft.com/fwlink/?linkid=870924 Comment: Updated from 595 to 720.
Note on U1206: [Threaded comment] Your version of Excel allows you to read this threaded comment; however, any edits to it will get removed if the file is opened in a newer version of Excel. Learn more: https://go.microsoft.com/fwlink/?linkid=870924 Comment: Updated from 632mm to 920mm
Note on U1212: [Threaded comment] Your version of Excel allows you to read this threaded comment; however, any edits to it will get removed if the file is opened in a newer version of Excel. Learn more: https://go.microsoft.com/fwlink/?linkid=870924 Comment: Changed Spill Level from 285 mm to 300 mm as part of Spill Level Change Process. Operator photos show the site on the cusp of Spilling.
Note on V1212: [Threaded comment] Your version of Excel allows you to read this threaded comment; however, any edits to it will get removed if the file is opened in a newer version of Excel. Learn more: https://go.microsoft.com/fwlink/?linkid=870924 Comment: Changed Pre-Spill Level from 257 mm to 270 mm as part of Spill Level Change Process. Operator photos show the site on the cusp of Spilling.
Note on C1215: [Threaded comment] Your version of Excel allows you to read this threaded comment; however, any edits to it will get removed if the file is opened in a newer version of Excel. Learn more: https://go.microsoft.com/fwlink/?linkid=870924 Comment: Changed name on 11th April 2023. BATH SPRING GARDENS ROAD CSO --> BATH K&A CANAL SYPHON CSO
Note on U1215: [Threaded comment] Your version of Excel allows you to read this threaded comment; however, any edits to it will get removed if the file is opened in a newer version of Excel. Learn more: https://go.microsoft.com/fwlink/?linkid=870924 Comment: Updated from 2100 to 2050.
Note on V1215: [Threaded comment] Your version of Excel allows you to read this threaded comment; however, any edits to it will get removed if the file is opened in a newer version of Excel. Learn more: https://go.microsoft.com/fwlink/?linkid=870924 Comment: Updated from 1890 to 1845.
Note on U1220: [Threaded comment] Your version of Excel allows you to read this threaded comment; however, any edits to it will get removed if the file is opened in a newer version of Excel. Learn more: https://go.microsoft.com/fwlink/?linkid=870924 Comment: Updated from 460 to 530.
Note on V1220: [Threaded comment] Your version of Excel allows you to read this threaded comment; however, any edits to it will get removed if the file is opened in a newer version of Excel. Learn more: https://go.microsoft.com/fwlink/?linkid=870924 Comment: Updated from 414 to 477.
Note on U1221: [Threaded comment] Your version of Excel allows you to read this threaded comment; however, any edits to it will get removed if the file is opened in a newer version of Excel. Learn more: https://go.microsoft.com/fwlink/?linkid=870924 Comment: Updated from 1065 to 1165.
Note on A1228: [Threaded comment] Your version of Excel allows you to read this threaded comment; however, any edits to it will get removed if the file is opened in a newer version of Excel. Learn more: https://go.microsoft.com/fwlink/?linkid=870924 Comment: Updated from C to X (unpermitted) Reply: Changed Permit Reference from X to C; information from Dave Penn.
Note on B1228: [Threaded comment] Your version of Excel allows you to read this threaded comment; however, any edits to it will get removed if the file is opened in a newer version of Excel. Learn more: https://go.microsoft.com/fwlink/?linkid=870924 Comment: Updated from C to X (unpermitted) Reply: Changed Permit Reference from X to C; information from Dave Penn.
Note on U1228: [Threaded comment] Your version of Excel allows you to read this threaded comment; however, any edits to it will get removed if the file is opened in a newer version of Excel. Learn more: https://go.microsoft.com/fwlink/?linkid=870924 Comment: Spill Level changed from 300mm --> 265 mm on 4th Nov 2022. Ben Lee and Utilitec both remeasured this and agreed within 5mm.
Note on V1228: [Threaded comment] Your version of Excel allows you to read this threaded comment; however, any edits to it will get removed if the file is opened in a newer version of Excel. Learn more: https://go.microsoft.com/fwlink/?linkid=870924 Comment: Pre-Spill Level changed from 270 mm --> 239 mm on 4th Nov 2022. Ben Lee and Utilitec both remeasured this and agreed within 5mm.
Note on U1239: [Threaded comment] Your version of Excel allows you to read this threaded comment; however, any edits to it will get removed if the file is opened in a newer version of Excel. Learn more: https://go.microsoft.com/fwlink/?linkid=870924 Comment: Update from 1210mm to 1010mm
Note on Y1239: [Threaded comment] Your version of Excel allows you to read this threaded comment; however, any edits to it will get removed if the file is opened in a newer version of Excel. Learn more: https://go.microsoft.com/fwlink/?linkid=870924 Comment: Update from B37049 to B37065
Note on U1241: [Threaded comment] Your version of Excel allows you to read this threaded comment; however, any edits to it will get removed if the file is opened in a newer version of Excel. Learn more: https://go.microsoft.com/fwlink/?linkid=870924 Comment: [3rd Feb 22] Changed from 220mm to 210mm to match Prism & O&M manual
Note on B1248: [Threaded comment] Your version of Excel allows you to read this threaded comment; however, any edits to it will get removed if the file is opened in a newer version of Excel. Learn more: https://go.microsoft.com/fwlink/?linkid=870924 Comment: Changed Permit Reference from 16145C to 14507C.
Note on C1251: [Threaded comment] Your version of Excel allows you to read this threaded comment; however, any edits to it will get removed if the file is opened in a newer version of Excel. Learn more: https://go.microsoft.com/fwlink/?linkid=870924 Comment: Changed name from "BRISTOL BATH RD/FLWS HL 1 CSO " to 'BRISTOL FLOWERS HILL TRADE EST CSO'
Note on C1296: [Threaded comment] Your version of Excel allows you to read this threaded comment; however, any edits to it will get removed if the file is opened in a newer version of Excel. Learn more: https://go.microsoft.com/fwlink/?linkid=870924 Comment: Typo in name from SIF corrected: "Foundary" to 'Foundry'
Note on U1308: [Threaded comment] Your version of Excel allows you to read this threaded comment; however, any edits to it will get removed if the file is opened in a newer version of Excel. Learn more: https://go.microsoft.com/fwlink/?linkid=870924 Comment: [3rd Feb 22] Changed from 330 to 270 to match Prism alarms.
Note on U1341: [Threaded comment] Your version of Excel allows you to read this threaded comment; however, any edits to it will get removed if the file is opened in a newer version of Excel. Learn more: https://go.microsoft.com/fwlink/?linkid=870924 Comment: Changed from 345 to 340 3rd Feb 22
Note on U1349: [Threaded comment] Your version of Excel allows you to read this threaded comment; however, any edits to it will get removed if the file is opened in a newer version of Excel. Learn more: https://go.microsoft.com/fwlink/?linkid=870924 Comment: Changed from 720mm to 700mm on 3rde Feb 22
Note on A1368: [Threaded comment] Your version of Excel allows you to read this threaded comment; however, any edits to it will get removed if the file is opened in a newer version of Excel. Learn more: https://go.microsoft.com/fwlink/?linkid=870924 Comment: Updated from C to X (revoked)
Note on B1368: [Threaded comment] Your version of Excel allows you to read this threaded comment; however, any edits to it will get removed if the file is opened in a newer version of Excel. Learn more: https://go.microsoft.com/fwlink/?linkid=870924 Comment: Updated from C to X (revoked)
Note on A1391: [Threaded comment] Your version of Excel allows you to read this threaded comment; however, any edits to it will get removed if the file is opened in a newer version of Excel. Learn more: https://go.microsoft.com/fwlink/?linkid=870924 Comment: Updated from 46406 to 16406?
Note on B1391: [Threaded comment] Your version of Excel allows you to read this threaded comment; however, any edits to it will get removed if the file is opened in a newer version of Excel. Learn more: https://go.microsoft.com/fwlink/?linkid=870924 Comment: Updated from 46406 to 16406?
Note on U1419: [Threaded comment] Your version of Excel allows you to read this threaded comment; however, any edits to it will get removed if the file is opened in a newer version of Excel. Learn more: https://go.microsoft.com/fwlink/?linkid=870924 Comment: Updated from 360 to 346. Reply: Updated from 346 to 360.
Note on V1419: [Threaded comment] Your version of Excel allows you to read this threaded comment; however, any edits to it will get removed if the file is opened in a newer version of Excel. Learn more: https://go.microsoft.com/fwlink/?linkid=870924 Comment: Updated from 324 to 311. Reply: Updated from 311 to 324.
Note on X1421: [Threaded comment] Your version of Excel allows you to read this threaded comment; however, any edits to it will get removed if the file is opened in a newer version of Excel. Learn more: https://go.microsoft.com/fwlink/?linkid=870924 Comment: Changed from N/A to Waste2
Note on U1426: [Threaded comment] Your version of Excel allows you to read this threaded comment; however, any edits to it will get removed if the file is opened in a newer version of Excel. Learn more: https://go.microsoft.com/fwlink/?linkid=870924 Comment: Updated from 200 to 370.
Note on V1426: [Threaded comment] Your version of Excel allows you to read this threaded comment; however, any edits to it will get removed if the file is opened in a newer version of Excel. Learn more: https://go.microsoft.com/fwlink/?linkid=870924 Comment: Updated from 180 to 333.
Note on U1433: [Threaded comment] Your version of Excel allows you to read this threaded comment; however, any edits to it will get removed if the file is opened in a newer version of Excel. Learn more: https://go.microsoft.com/fwlink/?linkid=870924 Comment: Spill level corrected from 510mm to 680mm
Note on A1448: [Threaded comment] Your version of Excel allows you to read this threaded comment; however, any edits to it will get removed if the file is opened in a newer version of Excel. Learn more: https://go.microsoft.com/fwlink/?linkid=870924 Comment: Changed from 14058 to 16514
Note on C1448: [Threaded comment] Your version of Excel allows you to read this threaded comment; however, any edits to it will get removed if the file is opened in a newer version of Excel. Learn more: https://go.microsoft.com/fwlink/?linkid=870924 Comment: Changed from PORCHESTALL SPS to GLASTONBURY, PARK FARM ROAD WIRRAL PARK CSO
Note on D1448: [Threaded comment] Your version of Excel allows you to read this threaded comment; however, any edits to it will get removed if the file is opened in a newer version of Excel. Learn more: https://go.microsoft.com/fwlink/?linkid=870924 Comment: Changed from 14058 to 16514
Note on U1464: [Threaded comment] Your version of Excel allows you to read this threaded comment; however, any edits to it will get removed if the file is opened in a newer version of Excel. Learn more: https://go.microsoft.com/fwlink/?linkid=870924 Comment: changed from 260 to 525mm on 3rd Feb 22
Note on U1470: [Threaded comment] Your version of Excel allows you to read this threaded comment; however, any edits to it will get removed if the file is opened in a newer version of Excel. Learn more: https://go.microsoft.com/fwlink/?linkid=870924 Comment: Updated from 840 to 820. Reply: Changed Spill Level from 820 mm to 410 mm. The incorrect pipe was previously surveyed. 410mm matches a Utilitec comment in Watercore + a SAST survey.
Note on V1470: [Threaded comment] Your version of Excel allows you to read this threaded comment; however, any edits to it will get removed if the file is opened in a newer version of Excel. Learn more: https://go.microsoft.com/fwlink/?linkid=870924 Comment: Updated from 756 to 738. Reply: Changed Pre-Spill Level from 738 mm to 369 mm. The incorrect pipe was previously surveyed. 410mm (Spill Level) matches a Utilitec comment in Watercore + a SAST survey.
Note on U1484: [Threaded comment] Your version of Excel allows you to read this threaded comment; however, any edits to it will get removed if the file is opened in a newer version of Excel. Learn more: https://go.microsoft.com/fwlink/?linkid=870924 Comment: Updated from 340 to 320. Reply: Reverted Spill Level to 340mm. Spill Level was manually checked on 5th Jan 2022.
Note on V1484: [Threaded comment] Your version of Excel allows you to read this threaded comment; however, any edits to it will get removed if the file is opened in a newer version of Excel. Learn more: https://go.microsoft.com/fwlink/?linkid=870924 Comment: Updated 306 to 288. Reply: Reverted Pre-Spill Level to 306 mm. Spill Level was manually checked on 5th Jan 2022.
Note on U1489: [Threaded comment] Your version of Excel allows you to read this threaded comment; however, any edits to it will get removed if the file is opened in a newer version of Excel. Learn more: https://go.microsoft.com/fwlink/?linkid=870924 Comment: Spill Level changed from 630 mm to 710 mm on 22nd Aug 2023.
Note on V1489: [Threaded comment] Your version of Excel allows you to read this threaded comment; however, any edits to it will get removed if the file is opened in a newer version of Excel. Learn more: https://go.microsoft.com/fwlink/?linkid=870924 Comment: Pre-Spill Level changed from 567 mm to 639 mm on 22nd Aug 2023.
Note on U1492: [Threaded comment] Your version of Excel allows you to read this threaded comment; however, any edits to it will get removed if the file is opened in a newer version of Excel. Learn more: https://go.microsoft.com/fwlink/?linkid=870924 Comment: Changed Spill Level from 520 mm to 600 mm. Utilitec resurveyed site on 15th Apr 2024.
Note on V1492: [Threaded comment] Your version of Excel allows you to read this threaded comment; however, any edits to it will get removed if the file is opened in a newer version of Excel. Learn more: https://go.microsoft.com/fwlink/?linkid=870924 Comment: Changed Pre-Spill Level from 476 mm to 540 mm. Utilitec resurveyed site on 15th Apr 2024.
Note on A1495: [Threaded comment] Your version of Excel allows you to read this threaded comment; however, any edits to it will get removed if the file is opened in a newer version of Excel. Learn more: https://go.microsoft.com/fwlink/?linkid=870924 Comment: Updated from C to X (unpermitted)
Note on B1495: [Threaded comment] Your version of Excel allows you to read this threaded comment; however, any edits to it will get removed if the file is opened in a newer version of Excel. Learn more: https://go.microsoft.com/fwlink/?linkid=870924 Comment: Updated from C to X (unpermitted)
Note on A1496: [Threaded comment] Your version of Excel allows you to read this threaded comment; however, any edits to it will get removed if the file is opened in a newer version of Excel. Learn more: https://go.microsoft.com/fwlink/?linkid=870924 Comment: Changed Asset Reference from 15244E to 16615E.
Note on C1496: [Threaded comment] Your version of Excel allows you to read this threaded comment; however, any edits to it will get removed if the file is opened in a newer version of Excel. Learn more: https://go.microsoft.com/fwlink/?linkid=870924 Comment: Changed Site Name from POOLE ELGIN ROAD SPS to POOLE, SANDBANKS RD R/O NO 344 EVENING HILL (ELGIN RD O/F 2) CSO.
Note on D1496: [Threaded comment] Your version of Excel allows you to read this threaded comment; however, any edits to it will get removed if the file is opened in a newer version of Excel. Learn more: https://go.microsoft.com/fwlink/?linkid=870924 Comment: Changed Site ID from 15244 to 16615 Reply: Corrected typo (from 16115 to 16615)
Note on B1497: [Threaded comment] Your version of Excel allows you to read this threaded comment; however, any edits to it will get removed if the file is opened in a newer version of Excel. Learn more: https://go.microsoft.com/fwlink/?linkid=870924 Comment: Changed Permit Reference from 16617C to 15706C.
Note on L1497: [Threaded comment] Your version of Excel allows you to read this threaded comment; however, any edits to it will get removed if the file is opened in a newer version of Excel. Learn more: https://go.microsoft.com/fwlink/?linkid=870924 Comment: EO for 15706
Note on U1497: [Threaded comment] Your version of Excel allows you to read this threaded comment; however, any edits to it will get removed if the file is opened in a newer version of Excel. Learn more: https://go.microsoft.com/fwlink/?linkid=870924 Comment: Changed Spill Level from 1400 mm to 1340 mm. Site resurveyed by Flow Measurement Team on 20th July 2023.
Note on V1497: [Threaded comment] Your version of Excel allows you to read this threaded comment; however, any edits to it will get removed if the file is opened in a newer version of Excel. Learn more: https://go.microsoft.com/fwlink/?linkid=870924 Comment: Changed Pre-Spill Level from 13400 mm to 1206 mm. Site resurveyed by Flow Measurement Team on 20th July 2023.
Note on B1498: [Threaded comment] Your version of Excel allows you to read this threaded comment; however, any edits to it will get removed if the file is opened in a newer version of Excel. Learn more: https://go.microsoft.com/fwlink/?linkid=870924 Comment: Changed Permit Reference from 16627B to 19541B.
Note on B1499: [Threaded comment] Your version of Excel allows you to read this threaded comment; however, any edits to it will get removed if the file is opened in a newer version of Excel. Learn more: https://go.microsoft.com/fwlink/?linkid=870924 Comment: Changed Permit Reference from 16628A to 19541A.
Note on B1507: [Threaded comment] Your version of Excel allows you to read this threaded comment; however, any edits to it will get removed if the file is opened in a newer version of Excel. Learn more: https://go.microsoft.com/fwlink/?linkid=870924 Comment: Changed Permit Reference from 16652C to 14368C.
Note on U1512: [Threaded comment] Your version of Excel allows you to read this threaded comment; however, any edits to it will get removed if the file is opened in a newer version of Excel. Learn more: https://go.microsoft.com/fwlink/?linkid=870924 Comment: Update from 615mm to 600mm
Note on A1514: [Threaded comment] Your version of Excel allows you to read this threaded comment; however, any edits to it will get removed if the file is opened in a newer version of Excel. Learn more: https://go.microsoft.com/fwlink/?linkid=870924 Comment: Changed Permit Reference from B to C; information from Dave Penn.
Note on B1514: [Threaded comment] Your version of Excel allows you to read this threaded comment; however, any edits to it will get removed if the file is opened in a newer version of Excel. Learn more: https://go.microsoft.com/fwlink/?linkid=870924 Comment: Changed Permit Reference from B to C; information from Dave Penn. Reply: Changed Permit Reference from 16665C to 15391C.
Note on C1516: [Threaded comment] Your version of Excel allows you to read this threaded comment; however, any edits to it will get removed if the file is opened in a newer version of Excel. Learn more: https://go.microsoft.com/fwlink/?linkid=870924 Comment: [MH: 13th April 2023] - No dates for installation but in AMP7 tracker.
Note on A1529: [Threaded comment] Your version of Excel allows you to read this threaded comment; however, any edits to it will get removed if the file is opened in a newer version of Excel. Learn more: https://go.microsoft.com/fwlink/?linkid=870924 Comment: Changed Permit Reference from B to C; information from Dave Penn.
Note on B1529: [Threaded comment] Your version of Excel allows you to read this threaded comment; however, any edits to it will get removed if the file is opened in a newer version of Excel. Learn more: https://go.microsoft.com/fwlink/?linkid=870924 Comment: Changed Permit Reference from B to C; information from Dave Penn. Reply: Changed Permit Reference from 16692C to 15310C
Note on B1530: [Threaded comment] Your version of Excel allows you to read this threaded comment; however, any edits to it will get removed if the file is opened in a newer version of Excel. Learn more: https://go.microsoft.com/fwlink/?linkid=870924 Comment: Changed Permit Reference from 16693C to 15278C.
Note on B1537: [Threaded comment] Your version of Excel allows you to read this threaded comment; however, any edits to it will get removed if the file is opened in a newer version of Excel. Learn more: https://go.microsoft.com/fwlink/?linkid=870924 Comment: Changed Permit Reference from 16711C to 15314C.
Note on U1537: [Threaded comment] Your version of Excel allows you to read this threaded comment; however, any edits to it will get removed if the file is opened in a newer version of Excel. Learn more: https://go.microsoft.com/fwlink/?linkid=870924 Comment: Utilitec remeasured Spill Level on 5th Feb 2024. Changed from 610 mm to 670 mm.
Note on V1537: [Threaded comment] Your version of Excel allows you to read this threaded comment; however, any edits to it will get removed if the file is opened in a newer version of Excel. Learn more: https://go.microsoft.com/fwlink/?linkid=870924 Comment: Utilitec remeasured Spill Level on 5th Feb 2024. Pre-Spill Level changed from 549 mm to 603 mm.
Note on A1551: [Threaded comment] Your version of Excel allows you to read this threaded comment; however, any edits to it will get removed if the file is opened in a newer version of Excel. Learn more: https://go.microsoft.com/fwlink/?linkid=870924 Comment: Changed Permit Reference from B to C; information from Dave Penn.
Note on B1551: [Threaded comment] Your version of Excel allows you to read this threaded comment; however, any edits to it will get removed if the file is opened in a newer version of Excel. Learn more: https://go.microsoft.com/fwlink/?linkid=870924 Comment: Changed Permit Reference from B to C; information from Dave Penn. Reply: Changed Permit Reference from 16748C to 14395C.
Note on U1556: [Threaded comment] Your version of Excel allows you to read this threaded comment; however, any edits to it will get removed if the file is opened in a newer version of Excel. Learn more: https://go.microsoft.com/fwlink/?linkid=870924 Comment: Spill Level remeasured on 29th Nov 2023. Changed from 410mm to 450mm. There was an interim level when it was 480mm too - 26th Feb 2021 to 29th Nov 2023?
Note on V1556: [Threaded comment] Your version of Excel allows you to read this threaded comment; however, any edits to it will get removed if the file is opened in a newer version of Excel. Learn more: https://go.microsoft.com/fwlink/?linkid=870924 Comment: Spill Level remeasured on 29th Nov 2023. Pre-Spill Level changed from 369 mm to 405 mm.
Note on U1560: [Threaded comment] Your version of Excel allows you to read this threaded comment; however, any edits to it will get removed if the file is opened in a newer version of Excel. Learn more: https://go.microsoft.com/fwlink/?linkid=870924 Comment: Updated from 600 to 540.
Note on V1560: [Threaded comment] Your version of Excel allows you to read this threaded comment; however, any edits to it will get removed if the file is opened in a newer version of Excel. Learn more: https://go.microsoft.com/fwlink/?linkid=870924 Comment: Updated from 540 to 486.
Note on U1561: [Threaded comment] Your version of Excel allows you to read this threaded comment; however, any edits to it will get removed if the file is opened in a newer version of Excel. Learn more: https://go.microsoft.com/fwlink/?linkid=870924 Comment: [11th Jan 22] Changed from 200mm to 215mm, per updated O&M manual 17th June 21
Note on U1562: [Threaded comment] Your version of Excel allows you to read this threaded comment; however, any edits to it will get removed if the file is opened in a newer version of Excel. Learn more: https://go.microsoft.com/fwlink/?linkid=870924 Comment: Updated from 167 to 155. Reply: Updated from 155 to 167.
Note on V1562: [Threaded comment] Your version of Excel allows you to read this threaded comment; however, any edits to it will get removed if the file is opened in a newer version of Excel. Learn more: https://go.microsoft.com/fwlink/?linkid=870924 Comment: Updated from 150 to 140. Reply: Updated from 140 to 150.
Note on R1563: [Threaded comment] Your version of Excel allows you to read this threaded comment; however, any edits to it will get removed if the file is opened in a newer version of Excel. Learn more: https://go.microsoft.com/fwlink/?linkid=870924 Comment: This is the installation date of the equipment formally in use for 16764.
Note on U1569: [Threaded comment] Your version of Excel allows you to read this threaded comment; however, any edits to it will get removed if the file is opened in a newer version of Excel. Learn more: https://go.microsoft.com/fwlink/?linkid=870924 Comment: Updated from 360 to 425.
Note on V1569: [Threaded comment] Your version of Excel allows you to read this threaded comment; however, any edits to it will get removed if the file is opened in a newer version of Excel. Learn more: https://go.microsoft.com/fwlink/?linkid=870924 Comment: Updated from 324 to 383.
Note on Q1582: [Threaded comment] Your version of Excel allows you to read this threaded comment; however, any edits to it will get removed if the file is opened in a newer version of Excel. Learn more: https://go.microsoft.com/fwlink/?linkid=870924 Comment: Changed to mains-powered. There is an additional Cello in the chamber but the signal does not go back to PRISM.
Note on U1599: [Threaded comment] Your version of Excel allows you to read this threaded comment; however, any edits to it will get removed if the file is opened in a newer version of Excel. Learn more: https://go.microsoft.com/fwlink/?linkid=870924 Comment: Changed Spill Level from 300 mm to 260mm. Utilitec remeasured this on 28th May 2024.
Note on V1599: [Threaded comment] Your version of Excel allows you to read this threaded comment; however, any edits to it will get removed if the file is opened in a newer version of Excel. Learn more: https://go.microsoft.com/fwlink/?linkid=870924 Comment: Changed Pre-Spill Level from 270 mm to 234 mm. Utilitec remeasured this on 28th May 2024.
Note on K1601: [Threaded comment] Your version of Excel allows you to read this threaded comment; however, any edits to it will get removed if the file is opened in a newer version of Excel. Learn more: https://go.microsoft.com/fwlink/?linkid=870924 Comment: Changed from "Gravity" to 'Pumped' on 27th Apr 2022
Note on U1601: [Threaded comment] Your version of Excel allows you to read this threaded comment; however, any edits to it will get removed if the file is opened in a newer version of Excel. Learn more: https://go.microsoft.com/fwlink/?linkid=870924 Comment: Changed from 1855mm (high level overflow) to 1000 mm on 27th Apr 2022. The Storm Pump start level is 1050 mm. These figures need to be confirmed by Southern SPS.
Note on V1601: [Threaded comment] Your version of Excel allows you to read this threaded comment; however, any edits to it will get removed if the file is opened in a newer version of Excel. Learn more: https://go.microsoft.com/fwlink/?linkid=870924 Comment: Changed from 1670mm (high level overflow) to 800 mm on 27th Apr 2022. The Storm Pump start level is 1050 mm. These figures need to be confirmed by Southern SPS.
Note on U1608: [Threaded comment] Your version of Excel allows you to read this threaded comment; however, any edits to it will get removed if the file is opened in a newer version of Excel. Learn more: https://go.microsoft.com/fwlink/?linkid=870924 Comment: Updated from 335 to 370mm Reply: Updated from 370 to 355. Reply: Hanevo O&M Manual states Spill Level is 355 mm.
Note on V1608: [Threaded comment] Your version of Excel allows you to read this threaded comment; however, any edits to it will get removed if the file is opened in a newer version of Excel. Learn more: https://go.microsoft.com/fwlink/?linkid=870924 Comment: Updated from 333 to 320. Reply: Change Pre-Spill Level from 320 to 321. Hanevo O&M Manual states Pre-Spill Level is 319 mm.
Note on U1609: [Threaded comment] Your version of Excel allows you to read this threaded comment; however, any edits to it will get removed if the file is opened in a newer version of Excel. Learn more: https://go.microsoft.com/fwlink/?linkid=870924 Comment: Updated from 1827mm to 1800mm
Note on Y1609: [Threaded comment] Your version of Excel allows you to read this threaded comment; however, any edits to it will get removed if the file is opened in a newer version of Excel. Learn more: https://go.microsoft.com/fwlink/?linkid=870924 Comment: Updated from B2155 to B40085
Note on AA1609: [Threaded comment] Your version of Excel allows you to read this threaded comment; however, any edits to it will get removed if the file is opened in a newer version of Excel. Learn more: https://go.microsoft.com/fwlink/?linkid=870924 Comment: Updated from B72157 to B40096
Note on U1616: [Threaded comment] Your version of Excel allows you to read this threaded comment; however, any edits to it will get removed if the file is opened in a newer version of Excel. Learn more: https://go.microsoft.com/fwlink/?linkid=870924 Comment: Updated from 600 to 385. Reply: Hanevo O&M Manual (2019) states Spill Level is 385mm.
Note on V1616: [Threaded comment] Your version of Excel allows you to read this threaded comment; however, any edits to it will get removed if the file is opened in a newer version of Excel. Learn more: https://go.microsoft.com/fwlink/?linkid=870924 Comment: Updated from 540 to 347.
Note on A1618: [Threaded comment] Your version of Excel allows you to read this threaded comment; however, any edits to it will get removed if the file is opened in a newer version of Excel. Learn more: https://go.microsoft.com/fwlink/?linkid=870924 Comment: Changed Asset Reference from 15552B1 to 16856B1.
Note on C1618: [Threaded comment] Your version of Excel allows you to read this threaded comment; however, any edits to it will get removed if the file is opened in a newer version of Excel. Learn more: https://go.microsoft.com/fwlink/?linkid=870924 Comment: Changed Site Name from WEYMOUTH KNIGHTSDALE NEWSTEAD ROAD SPS to WEYMOUTH, KNIGHTSDALE NEWSTEAD ROAD MONITOR
Note on D1618: [Threaded comment] Your version of Excel allows you to read this threaded comment; however, any edits to it will get removed if the file is opened in a newer version of Excel. Learn more: https://go.microsoft.com/fwlink/?linkid=870924 Comment: Changed Site ID from 15552 to 16856
Note on W1623: [Threaded comment] Your version of Excel allows you to read this threaded comment; however, any edits to it will get removed if the file is opened in a newer version of Excel. Learn more: https://go.microsoft.com/fwlink/?linkid=870924 Comment: Corrected from E5141 to E5414
Note on U1635: [Threaded comment] Your version of Excel allows you to read this threaded comment; however, any edits to it will get removed if the file is opened in a newer version of Excel. Learn more: https://go.microsoft.com/fwlink/?linkid=870924 Comment: Wrongly inputted on PRISM
Note on U1636: [Threaded comment] Your version of Excel allows you to read this threaded comment; however, any edits to it will get removed if the file is opened in a newer version of Excel. Learn more: https://go.microsoft.com/fwlink/?linkid=870924 Comment: Update from 2525mm to 2540mm
Note on U1638: [Threaded comment] Your version of Excel allows you to read this threaded comment; however, any edits to it will get removed if the file is opened in a newer version of Excel. Learn more: https://go.microsoft.com/fwlink/?linkid=870924 Comment: Changed Spill Level from 1090 mm to 1080 mm on 19th June 2024 as part of the EDM Spill Level Change Process.
Note on V1638: [Threaded comment] Your version of Excel allows you to read this threaded comment; however, any edits to it will get removed if the file is opened in a newer version of Excel. Learn more: https://go.microsoft.com/fwlink/?linkid=870924 Comment: Changed Pre-Spill Level from 981 mm to 972 mm on 19th June 2024 as part of the EDM Spill Level Change Process.
Note on B1643: [Threaded comment] Your version of Excel allows you to read this threaded comment; however, any edits to it will get removed if the file is opened in a newer version of Excel. Learn more: https://go.microsoft.com/fwlink/?linkid=870924 Comment: Changed Permit Reference 16902B to 14440B.
Note on B1647: [Threaded comment] Your version of Excel allows you to read this threaded comment; however, any edits to it will get removed if the file is opened in a newer version of Excel. Learn more: https://go.microsoft.com/fwlink/?linkid=870924 Comment: 14474B?
Note on A1650: [Threaded comment] Your version of Excel allows you to read this threaded comment; however, any edits to it will get removed if the file is opened in a newer version of Excel. Learn more: https://go.microsoft.com/fwlink/?linkid=870924 Comment: Changed from 13031R1 to 16920R1
Note on C1650: [Threaded comment] Your version of Excel allows you to read this threaded comment; however, any edits to it will get removed if the file is opened in a newer version of Excel. Learn more: https://go.microsoft.com/fwlink/?linkid=870924 Comment: Changed from ...WRC … to … BARTON FARM SPS ...
Note on W1650: [Threaded comment] Your version of Excel allows you to read this threaded comment; however, any edits to it will get removed if the file is opened in a newer version of Excel. Learn more: https://go.microsoft.com/fwlink/?linkid=870924 Comment: Wet Well at 16920
Note on U1656: [Threaded comment] Your version of Excel allows you to read this threaded comment; however, any edits to it will get removed if the file is opened in a newer version of Excel. Learn more: https://go.microsoft.com/fwlink/?linkid=870924 Comment: Updated from 270 to 350.
Note on V1656: [Threaded comment] Your version of Excel allows you to read this threaded comment; however, any edits to it will get removed if the file is opened in a newer version of Excel. Learn more: https://go.microsoft.com/fwlink/?linkid=870924 Comment: Updated from 243 to 315.
Note on W1656: [Threaded comment] Your version of Excel allows you to read this threaded comment; however, any edits to it will get removed if the file is opened in a newer version of Excel. Learn more: https://go.microsoft.com/fwlink/?linkid=870924 Comment: Updated from E5418 to E14503.
Note on X1656: [Threaded comment] Your version of Excel allows you to read this threaded comment; however, any edits to it will get removed if the file is opened in a newer version of Excel. Learn more: https://go.microsoft.com/fwlink/?linkid=870924 Comment: Updated from waste2 to waste.
Note on U1658: [Threaded comment] Your version of Excel allows you to read this threaded comment; however, any edits to it will get removed if the file is opened in a newer version of Excel. Learn more: https://go.microsoft.com/fwlink/?linkid=870924 Comment: changed from 360mm to 650mm on 3rd Feb 22
Note on A1661: [Threaded comment] Your version of Excel allows you to read this threaded comment; however, any edits to it will get removed if the file is opened in a newer version of Excel. Learn more: https://go.microsoft.com/fwlink/?linkid=870924 Comment: Updated from C to X (unpermitted)
Note on B1661: [Threaded comment] Your version of Excel allows you to read this threaded comment; however, any edits to it will get removed if the file is opened in a newer version of Excel. Learn more: https://go.microsoft.com/fwlink/?linkid=870924 Comment: Updated from C to X (unpermitted)
Note on U1663: [Threaded comment] Your version of Excel allows you to read this threaded comment; however, any edits to it will get removed if the file is opened in a newer version of Excel. Learn more: https://go.microsoft.com/fwlink/?linkid=870924 Comment: Updated from 372mm to 350mm
Note on V1663: [Threaded comment] Your version of Excel allows you to read this threaded comment; however, any edits to it will get removed if the file is opened in a newer version of Excel. Learn more: https://go.microsoft.com/fwlink/?linkid=870924 Comment: Update from 335mm to 315mm
Note on K1664: [Threaded comment] Your version of Excel allows you to read this threaded comment; however, any edits to it will get removed if the file is opened in a newer version of Excel. Learn more: https://go.microsoft.com/fwlink/?linkid=870924 Comment: Added "gravity"
Note on U1670: [Threaded comment] Your version of Excel allows you to read this threaded comment; however, any edits to it will get removed if the file is opened in a newer version of Excel. Learn more: https://go.microsoft.com/fwlink/?linkid=870924 Comment: Updated from 1820 to 1730
Note on U1677: [Threaded comment] Your version of Excel allows you to read this threaded comment; however, any edits to it will get removed if the file is opened in a newer version of Excel. Learn more: https://go.microsoft.com/fwlink/?linkid=870924 Comment: Updated from 190 to 200.
Note on V1677: [Threaded comment] Your version of Excel allows you to read this threaded comment; however, any edits to it will get removed if the file is opened in a newer version of Excel. Learn more: https://go.microsoft.com/fwlink/?linkid=870924 Comment: Updated from 171 to 180.
Note on A1685: [Threaded comment] Your version of Excel allows you to read this threaded comment; however, any edits to it will get removed if the file is opened in a newer version of Excel. Learn more: https://go.microsoft.com/fwlink/?linkid=870924 Comment: Updated from C to X (unpermitted)
Note on B1685: [Threaded comment] Your version of Excel allows you to read this threaded comment; however, any edits to it will get removed if the file is opened in a newer version of Excel. Learn more: https://go.microsoft.com/fwlink/?linkid=870924 Comment: Updated from C to X (unpermitted)
Note on A1686: [Threaded comment] Your version of Excel allows you to read this threaded comment; however, any edits to it will get removed if the file is opened in a newer version of Excel. Learn more: https://go.microsoft.com/fwlink/?linkid=870924 Comment: Updated from C to X (unpermitted)
Note on B1686: [Threaded comment] Your version of Excel allows you to read this threaded comment; however, any edits to it will get removed if the file is opened in a newer version of Excel. Learn more: https://go.microsoft.com/fwlink/?linkid=870924 Comment: Updated from C to X (unpermitted)
Note on M1687: [Threaded comment] Your version of Excel allows you to read this threaded comment; however, any edits to it will get removed if the file is opened in a newer version of Excel. Learn more: https://go.microsoft.com/fwlink/?linkid=870924 Comment: Updated to 1.2 l/s
Note on B1697: [Threaded comment] Your version of Excel allows you to read this threaded comment; however, any edits to it will get removed if the file is opened in a newer version of Excel. Learn more: https://go.microsoft.com/fwlink/?linkid=870924 Comment: Changed Permit Reference from 17342B to 15630B.
Note on P1697: [Threaded comment] Your version of Excel allows you to read this threaded comment; however, any edits to it will get removed if the file is opened in a newer version of Excel. Learn more: https://go.microsoft.com/fwlink/?linkid=870924 Comment: cello so 2 minutes
Note on U1716: [Threaded comment] Your version of Excel allows you to read this threaded comment; however, any edits to it will get removed if the file is opened in a newer version of Excel. Learn more: https://go.microsoft.com/fwlink/?linkid=870924 Comment: Updated from 4955 to 4655. Reply: Northavon O&M Manual states Spill Level is 4655 mm.
Note on B1717: [Threaded comment] Your version of Excel allows you to read this threaded comment; however, any edits to it will get removed if the file is opened in a newer version of Excel. Learn more: https://go.microsoft.com/fwlink/?linkid=870924 Comment: Changed Permit Reference from 17440B to 14161B
Note on E1720: [Threaded comment] Your version of Excel allows you to read this threaded comment; however, any edits to it will get removed if the file is opened in a newer version of Excel. Learn more: https://go.microsoft.com/fwlink/?linkid=870924 Comment: Amended from MH/WRC to tank
Note on U1725: [Threaded comment] Your version of Excel allows you to read this threaded comment; however, any edits to it will get removed if the file is opened in a newer version of Excel. Learn more: https://go.microsoft.com/fwlink/?linkid=870924 Comment: Updated from 1095 to 1110.
Note on V1725: [Threaded comment] Your version of Excel allows you to read this threaded comment; however, any edits to it will get removed if the file is opened in a newer version of Excel. Learn more: https://go.microsoft.com/fwlink/?linkid=870924 Comment: Updated from 986 to 999.
Note on U1735: [Threaded comment] Your version of Excel allows you to read this threaded comment; however, any edits to it will get removed if the file is opened in a newer version of Excel. Learn more: https://go.microsoft.com/fwlink/?linkid=870924 Comment: Updated from 2320 to 2270. Reply: Updated from 2270 to 2260.
Note on V1735: [Threaded comment] Your version of Excel allows you to read this threaded comment; however, any edits to it will get removed if the file is opened in a newer version of Excel. Learn more: https://go.microsoft.com/fwlink/?linkid=870924 Comment: Updated from 2088 to 2043. Reply: Updated from 2043 to 2034.
Note on U1743: [Threaded comment] Your version of Excel allows you to read this threaded comment; however, any edits to it will get removed if the file is opened in a newer version of Excel. Learn more: https://go.microsoft.com/fwlink/?linkid=870924 Comment: Changed Spill Level from 1350 mm to 1165 mm on 12th July 2023.
Note on V1743: [Threaded comment] Your version of Excel allows you to read this threaded comment; however, any edits to it will get removed if the file is opened in a newer version of Excel. Learn more: https://go.microsoft.com/fwlink/?linkid=870924 Comment: Changed Pre-Spill Level from 1215 mm to 1049 mm on 12th July 2023.
Note on A1746: [Threaded comment] Your version of Excel allows you to read this threaded comment; however, any edits to it will get removed if the file is opened in a newer version of Excel. Learn more: https://go.microsoft.com/fwlink/?linkid=870924 Comment: Changed from C to X (unpermitted)
Note on B1746: [Threaded comment] Your version of Excel allows you to read this threaded comment; however, any edits to it will get removed if the file is opened in a newer version of Excel. Learn more: https://go.microsoft.com/fwlink/?linkid=870924 Comment: Changed from C to X (unpermitted)
Note on A1753: [Threaded comment] Your version of Excel allows you to read this threaded comment; however, any edits to it will get removed if the file is opened in a newer version of Excel. Learn more: https://go.microsoft.com/fwlink/?linkid=870924 Comment: Changed from 14139B1 to 17688B1
Note on C1753: [Threaded comment] Your version of Excel allows you to read this threaded comment; however, any edits to it will get removed if the file is opened in a newer version of Excel. Learn more: https://go.microsoft.com/fwlink/?linkid=870924 Comment: Changed from CHRISTIAN MAL SWELT GT SPS CSO to GREAT RIDGEWAY, SWALLETT GATE CSO
Note on Y1753: [Threaded comment] Your version of Excel allows you to read this threaded comment; however, any edits to it will get removed if the file is opened in a newer version of Excel. Learn more: https://go.microsoft.com/fwlink/?linkid=870924 Comment: New common EDM Pumped Spill to Env alarm: Waste B108663. This replaces Pump 1 RS: B108650 Pump 2 RS: B108651
Note on A1757: [Threaded comment] Your version of Excel allows you to read this threaded comment; however, any edits to it will get removed if the file is opened in a newer version of Excel. Learn more: https://go.microsoft.com/fwlink/?linkid=870924 Comment: Updated from 16771 to 17892
Note on B1757: [Threaded comment] Your version of Excel allows you to read this threaded comment; however, any edits to it will get removed if the file is opened in a newer version of Excel. Learn more: https://go.microsoft.com/fwlink/?linkid=870924 Comment: Updated from 16771 to 17892
Note on C1757: [Threaded comment] Your version of Excel allows you to read this threaded comment; however, any edits to it will get removed if the file is opened in a newer version of Excel. Learn more: https://go.microsoft.com/fwlink/?linkid=870924 Comment: Update to 17892?
Note on D1757: [Threaded comment] Your version of Excel allows you to read this threaded comment; however, any edits to it will get removed if the file is opened in a newer version of Excel. Learn more: https://go.microsoft.com/fwlink/?linkid=870924 Comment: Updated from 16771 to 17892
Note on H1757: [Threaded comment] Your version of Excel allows you to read this threaded comment; however, any edits to it will get removed if the file is opened in a newer version of Excel. Learn more: https://go.microsoft.com/fwlink/?linkid=870924 Comment: Updated from ST6710058517 to ST6711458527
Note on I1757: [Threaded comment] Your version of Excel allows you to read this threaded comment; however, any edits to it will get removed if the file is opened in a newer version of Excel. Learn more: https://go.microsoft.com/fwlink/?linkid=870924 Comment: Updated from 367100 to 367114
Note on J1757: [Threaded comment] Your version of Excel allows you to read this threaded comment; however, any edits to it will get removed if the file is opened in a newer version of Excel. Learn more: https://go.microsoft.com/fwlink/?linkid=870924 Comment: Updated from 158517 to 158527
Note on U1757: [Threaded comment] Your version of Excel allows you to read this threaded comment; however, any edits to it will get removed if the file is opened in a newer version of Excel. Learn more: https://go.microsoft.com/fwlink/?linkid=870924 Comment: Updated from 1020 to 940. Reply: Northavon O&M Manual states Spill Level is 940 mm.
Note on V1757: [Threaded comment] Your version of Excel allows you to read this threaded comment; however, any edits to it will get removed if the file is opened in a newer version of Excel. Learn more: https://go.microsoft.com/fwlink/?linkid=870924 Comment: Updated from 918 to 846. Reply: Northavon O&M Manual states Pre-Spill Level is 846 mm.
Note on W1759: [Threaded comment] Your version of Excel allows you to read this threaded comment; however, any edits to it will get removed if the file is opened in a newer version of Excel. Learn more: https://go.microsoft.com/fwlink/?linkid=870924 Comment: Added analogue signal
Note on AA1759: [Threaded comment] Your version of Excel allows you to read this threaded comment; however, any edits to it will get removed if the file is opened in a newer version of Excel. Learn more: https://go.microsoft.com/fwlink/?linkid=870924 Comment: Removed pre-spill alarm as it's a spare alarm now
Note on AB1759: [Threaded comment] Your version of Excel allows you to read this threaded comment; however, any edits to it will get removed if the file is opened in a newer version of Excel. Learn more: https://go.microsoft.com/fwlink/?linkid=870924 Comment: Removed pre-spill alarm as it's a spare alarm now
Note on K1761: [Threaded comment] Your version of Excel allows you to read this threaded comment; however, any edits to it will get removed if the file is opened in a newer version of Excel. Learn more: https://go.microsoft.com/fwlink/?linkid=870924 Comment: Added "gravity"
Note on K1763: [Threaded comment] Your version of Excel allows you to read this threaded comment; however, any edits to it will get removed if the file is opened in a newer version of Excel. Learn more: https://go.microsoft.com/fwlink/?linkid=870924 Comment: Added "gravity"
Note on A1765: [Threaded comment] Your version of Excel allows you to read this threaded comment; however, any edits to it will get removed if the file is opened in a newer version of Excel. Learn more: https://go.microsoft.com/fwlink/?linkid=870924 Comment: Changed from 19031R1 to 19031C2
Note on B1765: [Threaded comment] Your version of Excel allows you to read this threaded comment; however, any edits to it will get removed if the file is opened in a newer version of Excel. Learn more: https://go.microsoft.com/fwlink/?linkid=870924 Comment: Changed from 19031R1 to 19031C2
Note on C1765: [Threaded comment] Your version of Excel allows you to read this threaded comment; however, any edits to it will get removed if the file is opened in a newer version of Excel. Learn more: https://go.microsoft.com/fwlink/?linkid=870924 Comment: Mon3 + Mon1
Note on U1766: [Threaded comment] Your version of Excel allows you to read this threaded comment; however, any edits to it will get removed if the file is opened in a newer version of Excel. Learn more: https://go.microsoft.com/fwlink/?linkid=870924 Comment: Updated from 250mm to 450mm
Note on W1766: [Threaded comment] Your version of Excel allows you to read this threaded comment; however, any edits to it will get removed if the file is opened in a newer version of Excel. Learn more: https://go.microsoft.com/fwlink/?linkid=870924 Comment: Updated from E5287 to E55635
Note on X1766: [Threaded comment] Your version of Excel allows you to read this threaded comment; however, any edits to it will get removed if the file is opened in a newer version of Excel. Learn more: https://go.microsoft.com/fwlink/?linkid=870924 Comment: Change from cello (waste2) to mains powered (Waste)
Note on U1772: [Threaded comment] Your version of Excel allows you to read this threaded comment; however, any edits to it will get removed if the file is opened in a newer version of Excel. Learn more: https://go.microsoft.com/fwlink/?linkid=870924 Comment: Updated from 5800mm to 6093mm
Note on W1772: [Threaded comment] Your version of Excel allows you to read this threaded comment; however, any edits to it will get removed if the file is opened in a newer version of Excel. Learn more: https://go.microsoft.com/fwlink/?linkid=870924 Comment: Corrected from E2802 to E3802
Note on U1781: [Threaded comment] Your version of Excel allows you to read this threaded comment; however, any edits to it will get removed if the file is opened in a newer version of Excel. Learn more: https://go.microsoft.com/fwlink/?linkid=870924 Comment: Updated from 3298 to 3239. Reply: Hanevo O&M Manual (2019) states Spill Level is 3239 mm.
Note on C1782: [Threaded comment] Your version of Excel allows you to read this threaded comment; however, any edits to it will get removed if the file is opened in a newer version of Excel. Learn more: https://go.microsoft.com/fwlink/?linkid=870924 Comment: Changed from SSO to Inlet O/F
Note on U1789: [Threaded comment] Your version of Excel allows you to read this threaded comment; however, any edits to it will get removed if the file is opened in a newer version of Excel. Learn more: https://go.microsoft.com/fwlink/?linkid=870924 Comment: Update from 25mm to 455mm
Note on C1791: [Threaded comment] Your version of Excel allows you to read this threaded comment; however, any edits to it will get removed if the file is opened in a newer version of Excel. Learn more: https://go.microsoft.com/fwlink/?linkid=870924 Comment: Changed name from "BRISTOL BATH RD/FLWRS HL CSO" to 'BRISTOL BATH RD JCT FLOWERS HILL CSO'
Note on U1791: [Threaded comment] Your version of Excel allows you to read this threaded comment; however, any edits to it will get removed if the file is opened in a newer version of Excel. Learn more: https://go.microsoft.com/fwlink/?linkid=870924 Comment: changed from 625 to 950mm on 3rd feb 22
Note on U1796: [Threaded comment] Your version of Excel allows you to read this threaded comment; however, any edits to it will get removed if the file is opened in a newer version of Excel. Learn more: https://go.microsoft.com/fwlink/?linkid=870924 Comment: Updated from 230 to 207. Reply: Changed Spill Level from 207 mm to 230 mm. Utilitec remeasured it and confirmed 230 mm on 21st June 2024.
Note on V1796: [Threaded comment] Your version of Excel allows you to read this threaded comment; however, any edits to it will get removed if the file is opened in a newer version of Excel. Learn more: https://go.microsoft.com/fwlink/?linkid=870924 Comment: Updated from 207 to 196. Reply: Changed Pre-Spill Level from 196 mm to 207 mm. Utilitec remeasured it and confirmed 230 mm on 21st June 2024.
Note on W1800: [Threaded comment] Your version of Excel allows you to read this threaded comment; however, any edits to it will get removed if the file is opened in a newer version of Excel. Learn more: https://go.microsoft.com/fwlink/?linkid=870924 Comment: Changed from Waste E3642 to Waste E3646 following capital scheme.
Note on Y1800: [Threaded comment] Your version of Excel allows you to read this threaded comment; however, any edits to it will get removed if the file is opened in a newer version of Excel. Learn more: https://go.microsoft.com/fwlink/?linkid=870924 Comment: Changed from Waste B20272 to Waste B20288 following capital scheme.
Note on AA1800: [Threaded comment] Your version of Excel allows you to read this threaded comment; however, any edits to it will get removed if the file is opened in a newer version of Excel. Learn more: https://go.microsoft.com/fwlink/?linkid=870924 Comment: Changed from Waste B20271 to Waste B20287 following capital scheme.
Note on AC1800: [Threaded comment] Your version of Excel allows you to read this threaded comment; however, any edits to it will get removed if the file is opened in a newer version of Excel. Learn more: https://go.microsoft.com/fwlink/?linkid=870924 Comment: Changed from Waste B20273 to Waste B20278 following capital scheme.
Note on U1802: [Threaded comment] Your version of Excel allows you to read this threaded comment; however, any edits to it will get removed if the file is opened in a newer version of Excel. Learn more: https://go.microsoft.com/fwlink/?linkid=870924 Comment: Changed Spill Level from 265mm to 320 mm. Change probably happened on 22nd Mar 2024 when Utilitec reinstalled the Cello.
Note on V1802: [Threaded comment] Your version of Excel allows you to read this threaded comment; however, any edits to it will get removed if the file is opened in a newer version of Excel. Learn more: https://go.microsoft.com/fwlink/?linkid=870924 Comment: Changed Pre-Spill Level from 239mm to 288 mm. Change probably happened on 22nd Mar 2024 when Utilitec reinstalled the Cello.
Note on B1808: [Threaded comment] Your version of Excel allows you to read this threaded comment; however, any edits to it will get removed if the file is opened in a newer version of Excel. Learn more: https://go.microsoft.com/fwlink/?linkid=870924 Comment: Changed Permit Reference 19468C to 15091C
Note on G1809: [Threaded comment] Your version of Excel allows you to read this threaded comment; however, any edits to it will get removed if the file is opened in a newer version of Excel. Learn more: https://go.microsoft.com/fwlink/?linkid=870924 Comment: Changed from West to North on 3rd Mar 2022
Note on U1809: [Threaded comment] Your version of Excel allows you to read this threaded comment; however, any edits to it will get removed if the file is opened in a newer version of Excel. Learn more: https://go.microsoft.com/fwlink/?linkid=870924 Comment: Changed Spill Level from 4320mm to 4358 mm. Flow Measurement Team resurveyed site on 20th March 2024; Paul Simcox changed site settings in July 2024.
Note on V1809: [Threaded comment] Your version of Excel allows you to read this threaded comment; however, any edits to it will get removed if the file is opened in a newer version of Excel. Learn more: https://go.microsoft.com/fwlink/?linkid=870924 Comment: Changed Pre-Spill Level from 3888 mm to 3922 mm. Flow Measurement Team resurveyed site on 20th March 2024; Paul Simcox changed site settings in July 2024.
Note on W1813: [Threaded comment] Your version of Excel allows you to read this threaded comment; however, any edits to it will get removed if the file is opened in a newer version of Excel. Learn more: https://go.microsoft.com/fwlink/?linkid=870924 Comment: Storm Transfer Sump at 13334
Note on C1816: [Threaded comment] Your version of Excel allows you to read this threaded comment; however, any edits to it will get removed if the file is opened in a newer version of Excel. Learn more: https://go.microsoft.com/fwlink/?linkid=870924 Comment: Ask Edd about this
Note on Q1816: [Threaded comment] Your version of Excel allows you to read this threaded comment; however, any edits to it will get removed if the file is opened in a newer version of Excel. Learn more: https://go.microsoft.com/fwlink/?linkid=870924 Comment: Updated to Mains-Powered
Note on U1816: [Threaded comment] Your version of Excel allows you to read this threaded comment; however, any edits to it will get removed if the file is opened in a newer version of Excel. Learn more: https://go.microsoft.com/fwlink/?linkid=870924 Comment: Updated from 825mm to 790mm
Note on W1816: [Threaded comment] Your version of Excel allows you to read this threaded comment; however, any edits to it will get removed if the file is opened in a newer version of Excel. Learn more: https://go.microsoft.com/fwlink/?linkid=870924 Comment: Updated from E5035 to E12191
Note on X1816: [Threaded comment] Your version of Excel allows you to read this threaded comment; however, any edits to it will get removed if the file is opened in a newer version of Excel. Learn more: https://go.microsoft.com/fwlink/?linkid=870924 Comment: Updated from waste2 to waste
Note on A1823: [Threaded comment] Your version of Excel allows you to read this threaded comment; however, any edits to it will get removed if the file is opened in a newer version of Excel. Learn more: https://go.microsoft.com/fwlink/?linkid=870924 Comment: Changed Permit Reference from E to S
Note on B1823: [Threaded comment] Your version of Excel allows you to read this threaded comment; however, any edits to it will get removed if the file is opened in a newer version of Excel. Learn more: https://go.microsoft.com/fwlink/?linkid=870924 Comment: Changed Permit Reference from E to S
Note on C1823: [Threaded comment] Your version of Excel allows you to read this threaded comment; however, any edits to it will get removed if the file is opened in a newer version of Excel. Learn more: https://go.microsoft.com/fwlink/?linkid=870924 Comment: Changed from INLET O/F to SSO
Note on AC1823: [Threaded comment] Your version of Excel allows you to read this threaded comment; however, any edits to it will get removed if the file is opened in a newer version of Excel. Learn more: https://go.microsoft.com/fwlink/?linkid=870924 Comment: Waste B69903 is shared by the MON1/Spill to En and MON3/Spill to Storm instruments. Info from Jim Burton on 21st May 2024.
Note on A1824: [Threaded comment] Your version of Excel allows you to read this threaded comment; however, any edits to it will get removed if the file is opened in a newer version of Excel. Learn more: https://go.microsoft.com/fwlink/?linkid=870924 Comment: Now a duplicated entry
Note on B1824: [Threaded comment] Your version of Excel allows you to read this threaded comment; however, any edits to it will get removed if the file is opened in a newer version of Excel. Learn more: https://go.microsoft.com/fwlink/?linkid=870924 Comment: Now a duplicated entry
Note on U1825: [Threaded comment] Your version of Excel allows you to read this threaded comment; however, any edits to it will get removed if the file is opened in a newer version of Excel. Learn more: https://go.microsoft.com/fwlink/?linkid=870924 Comment: Updated from 620mm to 945mm
Note on B1829: [Threaded comment] Your version of Excel allows you to read this threaded comment; however, any edits to it will get removed if the file is opened in a newer version of Excel. Learn more: https://go.microsoft.com/fwlink/?linkid=870924 Comment: Changed Permit Reference from 19572C to 15082C.
Note on C1831: [Threaded comment] Your version of Excel allows you to read this threaded comment; however, any edits to it will get removed if the file is opened in a newer version of Excel. Learn more: https://go.microsoft.com/fwlink/?linkid=870924 Comment: Removed "Weymouth" from the start oon the Site Name - not present in EDM Master Tracker
Note on G1831: [Threaded comment] Your version of Excel allows you to read this threaded comment; however, any edits to it will get removed if the file is opened in a newer version of Excel. Learn more: https://go.microsoft.com/fwlink/?linkid=870924 Comment: Changed from South to West on 3rd Mar 2022
Note on C1833: [Threaded comment] Your version of Excel allows you to read this threaded comment; however, any edits to it will get removed if the file is opened in a newer version of Excel. Learn more: https://go.microsoft.com/fwlink/?linkid=870924 Comment: [MH: 13th April 2023] - No dates for installation but in AMP7 tracker.
Note on U1834: [Threaded comment] Your version of Excel allows you to read this threaded comment; however, any edits to it will get removed if the file is opened in a newer version of Excel. Learn more: https://go.microsoft.com/fwlink/?linkid=870924 Comment: Changed from 105mm to 130mm on 19th Jan 2023 after remeasuring.
Note on V1834: [Threaded comment] Your version of Excel allows you to read this threaded comment; however, any edits to it will get removed if the file is opened in a newer version of Excel. Learn more: https://go.microsoft.com/fwlink/?linkid=870924 Comment: Changed from 95 mm to 117 mm on 19th Jan 2023 after remeasuring.
Note on U1836: [Threaded comment] Your version of Excel allows you to read this threaded comment; however, any edits to it will get removed if the file is opened in a newer version of Excel. Learn more: https://go.microsoft.com/fwlink/?linkid=870924 Comment: Updated from 324 to 360.
Note on V1836: [Threaded comment] Your version of Excel allows you to read this threaded comment; however, any edits to it will get removed if the file is opened in a newer version of Excel. Learn more: https://go.microsoft.com/fwlink/?linkid=870924 Comment: Updated from 260 to 324.
Note on U1837: [Threaded comment] Your version of Excel allows you to read this threaded comment; however, any edits to it will get removed if the file is opened in a newer version of Excel. Learn more: https://go.microsoft.com/fwlink/?linkid=870924 Comment: Updated from 5225 to 5275. Reply: Flow Measurement resurveyed site on 12th July 2023; Paul Simcox updated set-points in July 2024.
Note on V1837: [Threaded comment] Your version of Excel allows you to read this threaded comment; however, any edits to it will get removed if the file is opened in a newer version of Excel. Learn more: https://go.microsoft.com/fwlink/?linkid=870924 Comment: Updated from 4703 to 4747. Reply: Flow Measurement resurveyed site on 12th July 2023; Paul Simcox updated set-points in July 2024. Pre-Spill alarm may not have been changed on-site.
Note on U1838: [Threaded comment] Your version of Excel allows you to read this threaded comment; however, any edits to it will get removed if the file is opened in a newer version of Excel. Learn more: https://go.microsoft.com/fwlink/?linkid=870924 Comment: Site resurveyed by Flow Measurement Team on 26th Feb 2024. Spill Level changed from 3715 mm to 3895 mm.
Note on V1838: [Threaded comment] Your version of Excel allows you to read this threaded comment; however, any edits to it will get removed if the file is opened in a newer version of Excel. Learn more: https://go.microsoft.com/fwlink/?linkid=870924 Comment: Site resurveyed by Flow Measurement Team on 26th Feb 2024. Pre-Spill Level changed from 3344 mm to 3506 mm.
Note on A1841: [Threaded comment] Your version of Excel allows you to read this threaded comment; however, any edits to it will get removed if the file is opened in a newer version of Excel. Learn more: https://go.microsoft.com/fwlink/?linkid=870924 Comment: Changed to B Reply: Updated from B to S Reply: Changed from S to B; information from Dave Penn.
Note on B1841: [Threaded comment] Your version of Excel allows you to read this threaded comment; however, any edits to it will get removed if the file is opened in a newer version of Excel. Learn more: https://go.microsoft.com/fwlink/?linkid=870924 Comment: Changed to B Reply: Updated from B to S Reply: Changed from S to B; information from Dave Penn.
Note on U1843: [Threaded comment] Your version of Excel allows you to read this threaded comment; however, any edits to it will get removed if the file is opened in a newer version of Excel. Learn more: https://go.microsoft.com/fwlink/?linkid=870924 Comment: Updated from 605 to 630.
Note on V1843: [Threaded comment] Your version of Excel allows you to read this threaded comment; however, any edits to it will get removed if the file is opened in a newer version of Excel. Learn more: https://go.microsoft.com/fwlink/?linkid=870924 Comment: Updated from 545 to 567.
Note on A1845: [Threaded comment] Your version of Excel allows you to read this threaded comment; however, any edits to it will get removed if the file is opened in a newer version of Excel. Learn more: https://go.microsoft.com/fwlink/?linkid=870924 Comment: Changed from C to X (unpermitted)
Note on B1845: [Threaded comment] Your version of Excel allows you to read this threaded comment; however, any edits to it will get removed if the file is opened in a newer version of Excel. Learn more: https://go.microsoft.com/fwlink/?linkid=870924 Comment: Changed from C to X (unpermitted)
Note on U1852: [Threaded comment] Your version of Excel allows you to read this threaded comment; however, any edits to it will get removed if the file is opened in a newer version of Excel. Learn more: https://go.microsoft.com/fwlink/?linkid=870924 Comment: wrong on PRISM
Note on K1855: [Threaded comment] Your version of Excel allows you to read this threaded comment; however, any edits to it will get removed if the file is opened in a newer version of Excel. Learn more: https://go.microsoft.com/fwlink/?linkid=870924 Comment: Added "pumped"
Note on U1855: [Threaded comment] Your version of Excel allows you to read this threaded comment; however, any edits to it will get removed if the file is opened in a newer version of Excel. Learn more: https://go.microsoft.com/fwlink/?linkid=870924 Comment: Changed from 1953 mm to 1984 mm after testing by Lee Page
Note on V1855: [Threaded comment] Your version of Excel allows you to read this threaded comment; however, any edits to it will get removed if the file is opened in a newer version of Excel. Learn more: https://go.microsoft.com/fwlink/?linkid=870924 Comment: Changed from 1758 mm to 1785 mm after testing by Lee Page.
Note on U1857: [Threaded comment] Your version of Excel allows you to read this threaded comment; however, any edits to it will get removed if the file is opened in a newer version of Excel. Learn more: https://go.microsoft.com/fwlink/?linkid=870924 Comment: Changed Spill Level from 260 mm to 250mm. Utilitec remeasured site on 6th June 2024.
Note on V1857: [Threaded comment] Your version of Excel allows you to read this threaded comment; however, any edits to it will get removed if the file is opened in a newer version of Excel. Learn more: https://go.microsoft.com/fwlink/?linkid=870924 Comment: Changed Pre-Spill Level from 234 mm to 225mm. Utilitec remeasured site on 6th June 2024.
Note on B1859: [Threaded comment] Your version of Excel allows you to read this threaded comment; however, any edits to it will get removed if the file is opened in a newer version of Excel. Learn more: https://go.microsoft.com/fwlink/?linkid=870924 Comment: Changed Permit Reference from 19727C to 15558C.
Note on U1859: [Threaded comment] Your version of Excel allows you to read this threaded comment; however, any edits to it will get removed if the file is opened in a newer version of Excel. Learn more: https://go.microsoft.com/fwlink/?linkid=870924 Comment: Updated Spill Level from 1983 mm to 562 mm. AMP7 resurvey on 9th March 2023.
Note on V1859: [Threaded comment] Your version of Excel allows you to read this threaded comment; however, any edits to it will get removed if the file is opened in a newer version of Excel. Learn more: https://go.microsoft.com/fwlink/?linkid=870924 Comment: Updated Pre-Spill Level from 1785 mm to 506 mm. AMP7 resurvey on 9th March 2023.
Note on K1860: [Threaded comment] Your version of Excel allows you to read this threaded comment; however, any edits to it will get removed if the file is opened in a newer version of Excel. Learn more: https://go.microsoft.com/fwlink/?linkid=870924 Comment: Added "gravity"
Note on A1864: [Threaded comment] Your version of Excel allows you to read this threaded comment; however, any edits to it will get removed if the file is opened in a newer version of Excel. Learn more: https://go.microsoft.com/fwlink/?linkid=870924 Comment: Changed Site ID from 14058 to 19772.
Note on C1864: [Threaded comment] Your version of Excel allows you to read this threaded comment; however, any edits to it will get removed if the file is opened in a newer version of Excel. Learn more: https://go.microsoft.com/fwlink/?linkid=870924 Comment: Changed Site Name from DEVIZES HORTON FARM SPS to HORTON, STEVENS COTTAGE NEW (PUMPED) CSO
Note on D1864: [Threaded comment] Your version of Excel allows you to read this threaded comment; however, any edits to it will get removed if the file is opened in a newer version of Excel. Learn more: https://go.microsoft.com/fwlink/?linkid=870924 Comment: Changed Site ID from 14058 to 19772.
Note on Y1864: [Threaded comment] Your version of Excel allows you to read this threaded comment; however, any edits to it will get removed if the file is opened in a newer version of Excel. Learn more: https://go.microsoft.com/fwlink/?linkid=870924 Comment: New single EDM PUMPED SPILL TO ENV alarm created to replace Pump 1 RS: B73839 Pump 2 RS: B73840 EDM Spill: B73842. New signal is Waste B73834.
Note on K1865: [Threaded comment] Your version of Excel allows you to read this threaded comment; however, any edits to it will get removed if the file is opened in a newer version of Excel. Learn more: https://go.microsoft.com/fwlink/?linkid=870924 Comment: Added "gravity"
Note on K1872: [Threaded comment] Your version of Excel allows you to read this threaded comment; however, any edits to it will get removed if the file is opened in a newer version of Excel. Learn more: https://go.microsoft.com/fwlink/?linkid=870924 Comment: Added "gravity"
Note on U1876: [Threaded comment] Your version of Excel allows you to read this threaded comment; however, any edits to it will get removed if the file is opened in a newer version of Excel. Learn more: https://go.microsoft.com/fwlink/?linkid=870924 Comment: Site resurveyed by Flow Measurement Team on 21st Feb 2024. Spill Level changed from 1230 mm to 1029 mm.
Note on V1876: [Threaded comment] Your version of Excel allows you to read this threaded comment; however, any edits to it will get removed if the file is opened in a newer version of Excel. Learn more: https://go.microsoft.com/fwlink/?linkid=870924 Comment: Site resurveyed by Flow Measurement Team on 21st Feb 2024. Pre-Spill Level changed from 1107 mm to 926 mm.
Note on A1879: [Threaded comment] Your version of Excel allows you to read this threaded comment; however, any edits to it will get removed if the file is opened in a newer version of Excel. Learn more: https://go.microsoft.com/fwlink/?linkid=870924 Comment: Updated from C to X (unpermitted) Reply: Changed Permit Reference from X to C; information from Dave Penn.
Note on B1879: [Threaded comment] Your version of Excel allows you to read this threaded comment; however, any edits to it will get removed if the file is opened in a newer version of Excel. Learn more: https://go.microsoft.com/fwlink/?linkid=870924 Comment: Updated from C to X (unpermitted) Reply: Changed Permit Reference from X to C; information from Dave Penn.
Note on U1879: [Threaded comment] Your version of Excel allows you to read this threaded comment; however, any edits to it will get removed if the file is opened in a newer version of Excel. Learn more: https://go.microsoft.com/fwlink/?linkid=870924 Comment: Changed Spill Level in PRISM from 1010mm to 960 mm following observed behaviour. Reply: Changed Spill Level in PRISM from 960mm to 950mm on 9th Feb 2024. Reply: Changed stated Spill Level from 1010 mm to 950 mm. Watercore still uses 1010 mm.
Note on V1879: [Threaded comment] Your version of Excel allows you to read this threaded comment; however, any edits to it will get removed if the file is opened in a newer version of Excel. Learn more: https://go.microsoft.com/fwlink/?linkid=870924 Comment: Changed Pre-Spill Level in PRISM from 909 mm to 864 mm following observed behaviour. Reply: Changed Pre-Spill Level in PRISM from 864 mm to 855 mm on 9th Feb 2024. Reply: Changed stated Pre-Spill Level from 909 mm to 855 mm. Watercore still uses 1010 mm.
Note on M1881: [Threaded comment] Your version of Excel allows you to read this threaded comment; however, any edits to it will get removed if the file is opened in a newer version of Excel. Learn more: https://go.microsoft.com/fwlink/?linkid=870924 Comment: 0.85 l/s
Note on U1881: [Threaded comment] Your version of Excel allows you to read this threaded comment; however, any edits to it will get removed if the file is opened in a newer version of Excel. Learn more: https://go.microsoft.com/fwlink/?linkid=870924 Comment: Spill Level changed from 1536 mm --> 1350 mm on 16th Dec 2021.
Note on V1881: [Threaded comment] Your version of Excel allows you to read this threaded comment; however, any edits to it will get removed if the file is opened in a newer version of Excel. Learn more: https://go.microsoft.com/fwlink/?linkid=870924 Comment: Pre-Spill Level changed from 1381 mm --> 1215 mm on 16th Dec 2021.
Note on U1883: [Threaded comment] Your version of Excel allows you to read this threaded comment; however, any edits to it will get removed if the file is opened in a newer version of Excel. Learn more: https://go.microsoft.com/fwlink/?linkid=870924 Comment: changed from 255 to 240mm on 3rd feb 22
Note on B1894: [Threaded comment] Your version of Excel allows you to read this threaded comment; however, any edits to it will get removed if the file is opened in a newer version of Excel. Learn more: https://go.microsoft.com/fwlink/?linkid=870924 Comment: Changed from 19955C to 15071B
Note on W1896: [Threaded comment] Your version of Excel allows you to read this threaded comment; however, any edits to it will get removed if the file is opened in a newer version of Excel. Learn more: https://go.microsoft.com/fwlink/?linkid=870924 Comment: Corrected from E2307 to E2306
Note on K1901: [Threaded comment] Your version of Excel allows you to read this threaded comment; however, any edits to it will get removed if the file is opened in a newer version of Excel. Learn more: https://go.microsoft.com/fwlink/?linkid=870924 Comment: Added "gravity"
Note on U1904: [Threaded comment] Your version of Excel allows you to read this threaded comment; however, any edits to it will get removed if the file is opened in a newer version of Excel. Learn more: https://go.microsoft.com/fwlink/?linkid=870924 Comment: Changed Spill Level from 1085 mm to 1440 mm. 1085mm was an old Z-Tech installation and 1440 mm was Utilitec resurvey in 2019. Reply: Requested Utilitec resurvey: Spill Level may be 1190 mm.
Note on V1904: [Threaded comment] Your version of Excel allows you to read this threaded comment; however, any edits to it will get removed if the file is opened in a newer version of Excel. Learn more: https://go.microsoft.com/fwlink/?linkid=870924 Comment: Pre-Spill Level changed from 977mm to 1296 mm. Old Z-Tech installation resurveyed by Utilitec in 2019. Reply: Requested Utilitec resurvey: Spill Level may be 1190 mm.
Note on A1913: [Threaded comment] Your version of Excel allows you to read this threaded comment; however, any edits to it will get removed if the file is opened in a newer version of Excel. Learn more: https://go.microsoft.com/fwlink/?linkid=870924 Comment: Changed from 10944X1 to 10944C1
Note on B1913: [Threaded comment] Your version of Excel allows you to read this threaded comment; however, any edits to it will get removed if the file is opened in a newer version of Excel. Learn more: https://go.microsoft.com/fwlink/?linkid=870924 Comment: Changed from 10944X to 10944C
Note on C1913: [Threaded comment] Your version of Excel allows you to read this threaded comment; however, any edits to it will get removed if the file is opened in a newer version of Excel. Learn more: https://go.microsoft.com/fwlink/?linkid=870924 Comment: Changed name from ...Foul to …(SURFACE WATER) CSO
Note on E1913: [Threaded comment] Your version of Excel allows you to read this threaded comment; however, any edits to it will get removed if the file is opened in a newer version of Excel. Learn more: https://go.microsoft.com/fwlink/?linkid=870924 Comment: Changed from MH to CSO
Note on C1915: [Threaded comment] Your version of Excel allows you to read this threaded comment; however, any edits to it will get removed if the file is opened in a newer version of Excel. Learn more: https://go.microsoft.com/fwlink/?linkid=870924 Comment: Changed name from Stoke Gifford ST63790102 to HARRY STOKE HYDROSLIDE ST63790102.
Note on G1928: [Threaded comment] Your version of Excel allows you to read this threaded comment; however, any edits to it will get removed if the file is opened in a newer version of Excel. Learn more: https://go.microsoft.com/fwlink/?linkid=870924 Comment: Changed from South to West for 3rd Mar 2022
Note on H1932: [Threaded comment] Your version of Excel allows you to read this threaded comment; however, any edits to it will get removed if the file is opened in a newer version of Excel. Learn more: https://go.microsoft.com/fwlink/?linkid=870924 Comment: Updated to ST6154178448
Note on C1944: [Threaded comment] Your version of Excel allows you to read this threaded comment; however, any edits to it will get removed if the file is opened in a newer version of Excel. Learn more: https://go.microsoft.com/fwlink/?linkid=870924 Comment: Corrected some typos: A9 --> 19 and Larkhil --> Larkhill